## generated_low_quality_descripti
29090 | 1305-AA02A | G | This 1305 AC Drive has a voltage rating of 200-240V, Single Phase or 200-230V Three Phase and is a .5 HP with .37 kW 2.3 A Output current. This Drive has an English language module and No HIM. | 98.1723
29137 | 1305-AA02A-HA1 | G | 1305-AA02A-HA1 1305 AC Drives with IP 30 (NEMA Type 1) enclosure, 200-240V, Single Phase or 200-230V Three Phase rating and HIM with Analog Speed Pot interface. English language | 99.435
29138 | 1305-AA02A-HA2 | G | 1305-AA02A-HA2 1305 AC Drives with IP 30 (NEMA Type 1) enclosure, 200-240V, Single Phase or 200-230V Three Phase rating and HIM with Digital Up-Down Keys interface. English language | 99.4475
29139 | 1305-AA02A-HAP | G | 1305-AA02A-HAP 1305 AC Drives with IP 30 (NEMA Type 1) enclosure, 200-240V, Single Phase or 200-230V Three Phase rating and Programmer Only interface. English language | 99.4012
29142 | 1305-AA03A | G | This 1305 AC Drive has a voltage rating of 200-240V, Single Phase or 200-230V Three Phase and is a .75 HP with .55 kW 3 A Output current. This Drive has an English language module and No HIM. | 97.8947
29140 | 1305-AA03A-HA1 | G | 1305-AA03A-HA1 1305 AC Drives with IP 30 (NEMA Type 1) enclosure, 200-240V, Single Phase or 200-230V Three Phase rating and HIM with Analog Speed Pot interface. English language | 99.435
29129 | 1305-AA03A-HA2 | G | 1305-AA03A-HA2 1305 AC Drives with IP 30 (NEMA Type 1) enclosure, 200-240V, Single Phase or 200-230V Three Phase rating and HIM with Digital Up-Down Keys interface. English language | 98.895
29133 | 1305-AA03A-HAP | G | 1305-AA03A-HAP 1305 AC Drives with IP 30 (NEMA Type 1) enclosure, 200-240V, Single Phase or 200-230V Three Phase rating and Programmer Only interface. English language | 99.4012
29144 | 1305-AA04A | G | This 1305 AC Drive has a voltage rating of 200-240V, Single Phase or 200-230V Three Phase and is a 1 HP with .75 kW 4.5 A Output current. This Drive has an English language module and No HIM. | 97.8947
29141 | 1305-AA04A-HA1 | G | 1305-AA04A-HA1 1305 AC Drives with IP 30 (NEMA Type 1) enclosure, 200-240V, Single Phase or 200-230V Three Phase rating and HIM with Analog Speed Pot interface. English language | 99.435
29143 | 1305-AA04A-HA2 | G | 1305-AA04A-HA2 1305 AC Drives with IP 30 (NEMA Type 1) enclosure, 200-240V, Single Phase or 200-230V Three Phase rating and HIM with Digital Up-Down Keys interface. English language | 99.4475
29145 | 1305-AA04A-HAP | G | 1305-AA04A-HAP 1305 AC Drives with IP 30 (NEMA Type 1) enclosure, 200-240V, Single Phase or 200-230V Three Phase rating and Programmer Only interface. English language | 99.4012
29147 | 1305-AA08A | G | This 1305 AC Drive has a voltage rating of 200-240V, Single Phase or 200-230V Three Phase and is a 2 HP with 1.5 kW 8 A Output current. This Drive has an English language module and No HIM. | 97.6253
29128 | 1305-AA08A-HA2 | G | 1305-AA08A-HA2 1305 AC Drives with IP 30 (NEMA Type 1) enclosure, 200-240V, Single Phase or 200-230V Three Phase rating and HIM with Digital Up-Down Keys interface. English language | 99.4475
29113 | 1305-AA08A-HAP | G | 1305-AA08A-HAP 1305 AC Drives with IP 30 (NEMA Type 1) enclosure, 200-240V, Single Phase or 200-230V Three Phase rating and Programmer Only interface. English language | 98.8024
29148 | 1305-AA12A-HA1 | G | 1305-AA12A-HA1 1305 AC Drives with IP 30 (NEMA Type 1) enclosure, 200-240V, Single Phase or 200-230V Three Phase rating and HIM with Analog Speed Pot interface. English language | 99.435
29095 | 1305-BA01A | G | This 1305 AC Drive has a voltage rating of 380-460V, Three Phase and is a .5 HP with .37 kW 1.3 A Output current. This Drive has an English language module and No HIM. | 97.9104
29101 | 1305-BA01A-DE | G | This 1305 AC Drive has a voltage rating of 380-460V, Three Phase and is a .5 HP with .37 kW 1.3 A Output current. This Drive has a German language module and No HIM. | 97.8852
29127 | 1305-BA01A-HA1 | G | 1305-BA01A-HA1 1305 AC Drives with IP 30 (NEMA Type 1) enclosure, 380-460V, Three Phase rating and HIM with Analog Speed Pot interface. English language | 99.3421
29103 | 1305-BA01A-IT | G | This 1305 AC Drive has a voltage rating of 380-460V, Three Phase and is a .5 HP with .37 kW 1.3 A Output current. This Drive has a Italian language module and No HIM. | 95.1807
29097 | 1305-BA02A | G | This 1305 AC Drive has a voltage rating of 380-460V, Three Phase and is a .75 HP with .55 kW 1.8 A Output current. This Drive has an English language module and No HIM. | 96.9697
29106 | 1305-BA02A-DE | G | This 1305 AC Drive has a voltage rating of 380-460V, Three Phase and is a .75 HP with .55 kW 1.8 A Output current. This Drive has a German language module and No HIM. | 96.9697
29119 | 1305-BA02A-HA1 | G | 1305-BA02A-HA1 1305 AC Drives with IP 30 (NEMA Type 1) enclosure, 380-460V, Three Phase rating and HIM with Analog Speed Pot interface. German language | 95.7096
29107 | 1305-BA02A-HA2 | G | 1305-BA02A-HA2 1305 AC Drives with IP 30 (NEMA Type 1) enclosure, 380-460V, Three Phase rating and HIM with Digital Up-Down Keys interface. German language | 95.8199
29108 | 1305-BA03A-DE | G | This 1305 AC Drive has a voltage rating of 380-460V, Three Phase and is a 1 HP with .75 kW 2.3 A Output current. This Drive has a German language module and No HIM. | 97.546
29134 | 1305-BA03A-FR | G | This 1305 AC Drive has a voltage rating of 380-460V, Three Phase and is a 1 HP with .75 kW 2.3 A Output current. This Drive has a French language module and No HIM. | 97.561
29125 | 1305-BA03A-HA1 | G | 1305-BA03A-HA1 1305 AC Drives with IP 30 (NEMA Type 1) enclosure, 380-460V, Three Phase rating and HIM with Analog Speed Pot interface. English language | 99.3421
29123 | 1305-BA03A-HA2 | G | 1305-BA03A-HA2 1305 AC Drives with IP 30 (NEMA Type 1) enclosure, 380-460V, Three Phase rating and HIM with Digital Up-Down Keys interface. English language | 99.359
29124 | 1305-BA03A-HAP | G | 1305-BA03A-HAP 1305 AC Drives with IP 30 (NEMA Type 1) enclosure, 380-460V, Three Phase rating and Programmer Only interface. English language | 99.2958
29132 | 1305-BA04A | G | The 1305-BA04A is a product of Allen-Bradley that belongs to the bulletin 1305 adjustable AC Drive. It has a rated Input voltage of 380/460V, 3-Phase and with an output power of 1.5 kW (2.0 HP) and output current of 4.0 A. | 96.0177
29110 | 1305-BA04A-DE | G | This 1305 AC Drive has a voltage rating of 380-460V, Three Phase and is a 2 HP with 1.5 kW 4 A Output current. This Drive has a German language module and No HIM. | 97.5309
29120 | 1305-BA04A-DE-HA2 | G | 1305-BA04A-DE-HA2 1305 AC Drives with IP 30 (NEMA Type 1) enclosure, 380-460V, Three Phase rating and HIM with Digital Up-Down Keys interface. German language | 98.4026
29112 | 1305-BA04A-ES | G | This 1305 AC Drive has a voltage rating of 380-460V, Three Phase and is a 2 HP with 1.5 kW 4 A Output current. This Drive has a Spanish language module and No HIM. | 97.2308
29114 | 1305-BA04A-FR | G | This 1305 AC Drive has a voltage rating of 380-460V, Three Phase and is a 2 HP with 1.5 kW 4 A Output current. This Drive has a French language module and No HIM. | 95.0311
29100 | 1305-BA04A-HA2 | G | 1305-BA04A-HA2 1305 AC Drives with IP 30 (NEMA Type 1) enclosure, 380-460V, Three Phase rating and HIM with Digital Up-Down Keys interface. English language | 99.359
29098 | 1305-BA04A-HAP | G | 1305-BA04A-HAP 1305 AC Drives with IP 30 (NEMA Type 1) enclosure, 380-460V, Three Phase rating and Programmer Only interface. English language | 99.2958
29092 | 1305-BA06A-HAP | G | 1305-BA06A-HAP 1305 AC Drives with IP 30 (NEMA Type 1) enclosure, 380-460V, Three Phase rating and Programmer Only interface. English language | 99.2958
63654 | 1305-BA09A-EN11 | G | <p>This Allen Bradley 1305 AC Drive is a 5 HP drive that requires 3 Phase 380-460 VAC.&nbsp;</p>
63655 | 1305-BA09A-ES | G
29146 | 1305-BA09FC-HJ2 | G | This 1305 AC Drive has a voltage rating of 380-460V, Three Phase and is a 5 HP with 4 kW 9 A Output current. This Drive has an English language module and No HIM. | 95.6522
65027 | 1326AB-A1G-11 | G | <p>The 1326AB-A1G-11 servo motor is a high-performance AC servo motor that comes with a standard inch combination face/flange with a keyway. It has 0.9 kilowatts of motor rated output, 1.8 N-m of system continuous torque, 5.4 N-m of system peak stall torque, 5000 rpm of maximum operation speed and 4.5 Amps of amperage rating at continuous torque.</p> | 96.2343
29778 | 1326AB-A1G114487A | G | The Allen-Bradley 1326AB-A1G114487A has a 5000 rpm Max. Op. Speed, a 108 mm Frame Diameter, and a 5000 rpm Rated Motor Speed. It also contains a 1.8 Nm System Continuous Torque and a 0.9 kW Motor Rated Output. | 99.284
29821 | 1326AB-A1G114A | G | The Allen-Bradley 1326AB-A1G114A has a 5000 rpm Max. Op. Speed, a 108 mm Frame Diameter, and a 5000 rpm Rated Motor Speed. It also contains a 1.8 Nm System Continuous Torque and a 0.9 kW Motor Rated Output. | 95.6731
29760 | 1326AB-A2E-11 | G | The Allen-Bradley 1326AB-A2E-11 has a 3000 rpm Max. Op. Speed, a 108 mm Frame Diameter, and a 3000 rpm Rated Motor Speed. It also contains a 3.6 Nm System Continuous Torque and a 1.1 kW Motor Rated Output. | 99.2771
29822 | 1326AB-A2E11K4 | G | The Allen-Bradley 1326AB-A2E11K4 has a 3000 rpm Max. Op. Speed, a 108 mm Frame Diameter, and a 3000 rpm Rated Motor Speed. It also contains a 3.6 Nm System Continuous Torque and a 1.1 kW Motor Rated Output. | 95.3771
64989 | 1326AB-A2E-21-A4 | G | <p>The 1326AB-A2E-21-A4 servo motor is a high-performance AC servo motor that comes with a NEMA/IEC metric flange with a keyway. It has 1.1 kilowatts of&nbsp;motor rated output, 3.6 N-m of&nbsp;system continuous torque, 10.84 N-m of&nbsp;system peak stall torque, 3000 rpm of maximum operation speed, and 5.2 Amps of amperage rating at continuous torque. It includes an 8.1 N-m&nbsp;holding brake with a 90 Volts DC Coil.</p> | 97.6581
29749 | 1326AB-A3E-11-A4 | G | The Allen-Bradley 1326AB-A3E-11-A4 has a 3000 rpm Max. Op. Speed, a 108 mm Frame Diameter, and a 3000 rpm Rated Motor Speed. It also contains a 5.4 Nm System Continuous Torque and a 1.6 kW Motor Rated Output. | 99.5261
29798 | 1326AB-A3E-11-A4A1 | G | The Allen-Bradley 1326AB-A3E-11-A4A1 has a 3000 rpm Max. Op. Speed, a 108 mm Frame Diameter, and a 3000 rpm Rated Motor Speed. It also contains a 5.4 Nm System Continuous Torque and a 1.6 kW Motor Rated Output. | 96.6667
29825 | 1326AB-A3F-11-A4 | G | The Allen-Bradley 1326AB-A3F-11-A4 has a Voltage, a Frame Diameter, and a Rated Motor Speed. It also contains a System Continuous Torque and a Motor Rated Output. | 95.2663
29828 | 1326AB-A730E-21 | G | The Allen-Bradley 1326AB-A730E-21 has a 3000 rpm Max. Op. Speed, a 194 mm Frame Diameter, and a 3000 rpm Rated Motor Speed. It also contains a 35 Nm System Continuous Torque and a 10.3 kW Motor Rated Output. | 98.2968
29826 | 1326AB-A740B21 | G | The Allen-Bradley 1326AB-A740B21 has a 1600 rpm Max. Op. Speed, a 194 mm Frame Diameter, and a 1600 rpm Rated Motor Speed. It also contains a 56.5 Nm System Continuous Torque and a 8.3 kW Motor Rated Output. | 96.8825
29799 | 1326AB-A740B-21-A7 | G | The Allen-Bradley 1326AB-A740B-21-A7 has a 1600 rpm Max. Op. Speed, a 194 mm Frame Diameter, and a 1600 rpm Rated Motor Speed. It also contains a 56.5 Nm System Continuous Torque and a 8.3 kW Motor Rated Output. | 99.5283
29800 | 1326AB-A740B-21-K7 | G | The Allen-Bradley 1326AB-A740B-21-K7 has a 1600 rpm Max. Op. Speed, a 194 mm Frame Diameter, and a 1600 rpm Rated Motor Speed. It also contains a 56.5 Nm System Continuous Torque and a 8.3 kW Motor Rated Output. | 99.0476
29827 | 1326AB-A740C21 | G | The Allen-Bradley 1326AB-A740C21 has a 1600 rpm Max. Op. Speed, a 194 mm Frame Diameter, and a 1600 rpm Rated Motor Speed. It also contains a 47.6 Nm System Continuous Torque and a 10.5 kW Motor Rated Output. | 95.4436
29834 | 1326-ABB1E11 | G | The Allen-Bradley 1326-ABB1E11 has a 3000 rpm Max. Op. Speed, a 149 mm Frame Diameter, and a 3000 rpm Rated Motor Speed. It also contains a 1.3 kW Motor Rated Output. | 95.8084
29761 | 1326AB-B2E-11 | G | The Allen-Bradley 1326AB-B2E-11 has a 3000 rpm Max. Op. Speed, a 149 mm Frame Diameter, and a 3000 rpm Rated Motor Speed. It also contains a 10.53 Nm System Continuous Torque and a 2.28 kW Motor Rated Output. | 98.5849
29779 | 1326AB-B2E1100151 | G | The Allen-Bradley 1326AB-B2E1100151 has a 3000 rpm Max. Op. Speed, a 149 mm Frame Diameter, and a 3000 rpm Rated Motor Speed. It also contains a 10.53 Nm System Continuous Torque and a 2.28 kW Motor Rated Output. | 97.1963
29712 | 1326AB-B2E-11-3396C | G | The Allen-Bradley 1326AB-B2E-11-3396C has a 3000 rpm Max. Op. Speed, a 149 mm Frame Diameter, and a 3000 rpm Rated Motor Speed. It also contains a 11.5 Nm System Continuous Torque and a 2.5 kW Motor Rated Output. | 97.6636
29790 | 1326AB-B2E-113-396D | G | The Allen-Bradley 1326AB-B2E-113-396D has a 3000 rpm Max. Op. Speed, a 149 mm Frame Diameter, and a 3000 rpm Rated Motor Speed. It also contains a 10.53 Nm System Continuous Torque and a 2.28 kW Motor Rated Output. | 96.2617
29754 | 1326AB-B2E-21 | G | The Allen-Bradley 1326AB-B2E-21 has a 3000 rpm Max. Op. Speed, a 149 mm Frame Diameter, and a 3000 rpm Rated Motor Speed. It also contains a 10.53 Nm System Continuous Torque and a 2.28 kW Motor Rated Output. | 99.5215
29780 | 1326AB-B2E212287C | G | The Allen-Bradley 1326AB-B2E212287C has a 3000 rpm Max. Op. Speed, a 149 mm Frame Diameter, and a 3000 rpm Rated Motor Speed. It also contains a 10.53 Nm System Continuous Torque and a 2.28 kW Motor Rated Output. | 96.729
29817 | 1326AB-B2F21A5 | G | The Allen-Bradley 1326AB-B2F21A5 has a Voltage, a Frame Diameter, and a Rated Motor Speed. It also contains a System Continuous Torque and a Motor Rated Output. | 98.4802
29797 | 1326AB-B310H-21-K3 | G | The Allen-Bradley 1326AB-B310H-21-K3 has a Voltage, a Frame Diameter, and a Rated Motor Speed. It also contains a System Continuous Torque and a Motor Rated Output. | 98.2353
29823 | 1326AB-B330H21 | G | The Allen-Bradley 1326AB-B330H21 has a Voltage, a Frame Diameter, and a Rated Motor Speed. It also contains a System Continuous Torque and a Motor Rated Output. | 98.4802
29820 | 1326AB-B350E-21 | G | The Allen-Bradley 1326AB-B350E-21 has a Voltage, a Frame Diameter, and a Rated Motor Speed. It also contains a System Continuous Torque and a Motor Rated Output. | 98.4985
29759 | 1326AB-B3C-11 | G | The Allen-Bradley 1326AB-B3C-11 has a 2000 rpm Max. Op. Speed, a 149 mm Frame Diameter, and a 2000 rpm Rated Motor Speed. It also contains a 17.3 Nm System Continuous Torque and a 2.5 kW Motor Rated Output. | 96.6346
29824 | 1326AB-B3E11TB | G | The Allen-Bradley 1326AB-B3E11TB has a 3000 rpm Max. Op. Speed, a 149 mm Frame Diameter, and a 3000 rpm Rated Motor Speed. It also contains a 15.8 Nm System Continuous Torque and a 3.5 kW Motor Rated Output. | 97.8622
29758 | 1326AB-B3E-21 | G | The Allen-Bradley 1326AB-B3E-21 has a 3000 rpm Max. Op. Speed, a 149 mm Frame Diameter, and a 3000 rpm Rated Motor Speed. It also contains a 15.8 Nm System Continuous Torque and a 3.5 kW Motor Rated Output. | 98.7952
29721 | 1326AB-B410G-21-K4 | G | The Allen-Bradley 1326AB-B410G-21-K4 has a 460/380V AC Voltage, a 108 mm Frame Diameter, and a 5000 rpm Rated Motor Speed. It also contains a 2.7 Nm System Continuous Torque and a 1.0 kW Motor Rated Output. | 99.0385
59534 | 1326AB-B410G-21-L | G | <p>This Ferrite AC Servo Motor(460V/380V AC) comes with a 108 mm frame diameter (115 mm bolt center) and a 1 in. magnet stack length. Depending on the voltage, this unit&#39;s motor speed is 460V: 5000rpm / 380V: 4000rpm, and the flange and shaft type is a IEC metric flang with keyway. The feedback type is a resolver-based feedback and has a IP67 environmental rating only for all frame series.</p> | 97.8777
59546 | 1326AB-B410G-21MK4 | G | <p>This Ferrite AC Servo Motor(460V/380V AC) comes with a 108 mm frame diameter (115 mm bolt center) and a 1 in. magnet stack length. Depending on the voltage, this unit&#39;s motor speed is 460V: 5000rpm / 380V: 4000rpm, and the flange and shaft type is a IEC metric flang with keyway. The feedback type is a Multi-turn high-resolution feedback and has a 8.1 N-m (72 lb-in.) Holding brake with 24V DC coil for 1326AB-B4 frame series.</p> | 99.3166
29726 | 1326AB-B410G-21-ML | G | The Allen-Bradley 1326AB-B410G-21-ML has a 460/380V AC Voltage, a 108 mm Frame Diameter, and a 5000 rpm Rated Motor Speed. It also contains a 2.7 Nm System Continuous Torque and a 1.0 kW Motor Rated Output. | 99.0338
29787 | 1326AB-B410G-21-TJB | G | The Allen-Bradley 1326AB-B410G-21-TJB has a 460/380V AC Voltage, a 108 mm Frame Diameter, and a 5000 rpm Rated Motor Speed. It also contains a 2.7 Nm System Continuous Torque and a 1.0 kW Motor Rated Output. | 98.3133
29812 | 1326AB-B410G-M2L | G | The Allen-Bradley 1326AB-B410G-M2L has a 460/380V AC Voltage, a 108 mm Frame Diameter, and a 5000 rpm Rated Motor Speed. It also contains a 2.7 Nm System Continuous Torque and a 1.0 kW Motor Rated Output. | 96.6019
29743 | 1326AB-B410J-21 | G | The Allen-Bradley 1326AB-B410J-21 has a 460/380V AC Voltage, a 108 mm Frame Diameter, and a 7250 rpm Rated Motor Speed. It also contains a 2.7 Nm System Continuous Torque and a 1.4 kW Motor Rated Output. | 99.2736
29809 | 1326AB-B410J-21-K4 | G | The Allen-Bradley 1326AB-B410J-21-K4 has a 460/380V AC Voltage, a 108 mm Frame Diameter, and a 7250 rpm Rated Motor Speed. It also contains a 2.7 Nm System Continuous Torque and a 1.4 kW Motor Rated Output. | 96.6184
59533 | 1326AB-B410J-21-L | G | <p>This Ferrite AC Servo Motor(460V/380V AC) comes with a 108 mm frame diameter (115 mm bolt center) and a 1 in. magnet stack length. Depending on the voltage, this unit&#39;s motor speed is 460V: 7250rpm / 380V: 6000rpm, and the flange and shaft type is a IEC metric flang with keyway. The feedback type is a resolver-based feedback and has a IP67 environmental rating only for all frame series.</p> | 99.2519
29713 | 1326AB-B410J-21-TJB | G | The Allen-Bradley 1326AB-B410J-21-TJB has a 460/380V AC Voltage, a 108 mm Frame Diameter, and a 7250 rpm Rated Motor Speed. It also contains a 2.7 Nm System Continuous Torque and a 1.4 kW Motor Rated Output. | 99.0338
29717 | 1326AB-B420E-21-K4 | G | The Allen-Bradley 1326AB-B420E-21-K4 has a 460/380V AC Voltage, a 108 mm Frame Diameter, and a 3000 rpm Rated Motor Speed. It also contains a 5 Nm System Continuous Torque and a 1.1 kW Motor Rated Output. | 98.7893
59527 | 1326AB-B420E-21-L | G | <p>This Ferrite AC Servo Motor(460V/380V AC) comes with a 108 mm frame diameter (115 mm bolt center) and a 2 in. magnet stack length. Depending on the voltage, this unit&#39;s motor speed is 460V: 3000rpm / 380V: 2500rpm, and the flange and shaft type is a IEC metric flang with keyway. The feedback type is a resolver-based feedback and has a IP67 environmental rating only for all frame series.</p> | 99.2519
29792 | 1326AB-B420E-21-X92 | G | The Allen-Bradley 1326AB-B420E-21-X92 has a 460/380V AC Voltage, a 108 mm Frame Diameter, and a 3000 rpm Rated Motor Speed. It also contains a 5 Nm System Continuous Torque and a 1.1 kW Motor Rated Output. | 98.2968
29813 | 1326AB-B420E-S2L | G | The Allen-Bradley 1326AB-B420E-S2L has a 460/380V AC Voltage, a 108 mm Frame Diameter, and a 3000 rpm Rated Motor Speed. It also contains a 5 Nm System Continuous Torque and a 1.1 kW Motor Rated Output. | 99.5074
29741 | 1326AB-B420H-21 | G | <p>The Allen-Bradley 1326AB-B420H-21 has a 460/380V AC Voltage, a 108 mm Frame Diameter, and a 6000 rpm Rated Motor Speed. It also contains a 5.1 Nm System Continuous Torque and a 2.2 kW Motor Rated Output.</p> | 96.6667
29718 | 1326AB-B420H-21-K4 | G | <p>The Allen-Bradley 1326AB-B420H-21-K4 has a 460/380V AC Voltage, a 108 mm Frame Diameter, and a 6000 rpm Rated Motor Speed. It also contains a 5.1 Nm System Continuous Torque and a 2.2 kW Motor Rated Output.</p> | 99.2941
29730 | 1326AB-B420H-21-L | G | The Allen-Bradley 1326AB-B420H-21-L has a 460/380V AC Voltage, a 108 mm Frame Diameter, and a 6000 rpm Rated Motor Speed. It also contains a 5.1 Nm System Continuous Torque and a 2.2 kW Motor Rated Output. | 99.0385
59544 | 1326AB-B420H-21-ML | G | <p>This Ferrite AC Servo Motor(460V/380V AC) comes with a 108 mm frame diameter (115 mm bolt center) and a 2 in. magnet stack length. Depending on the voltage, this unit&#39;s motor speed is 460V: 6000rpm / 380V: 5000rpm, and the flange and shaft type is a IEC metric flang with keyway. The feedback type is a Multi-turn high-resolution feedback and has a IP67 environmental rating only for all frame series.</p> | 99.5157
29765 | 1326AB-B420H-21-TJB | G | The Allen-Bradley 1326AB-B420H-21-TJB has a 460/380V AC Voltage, a 108 mm Frame Diameter, and a 6000 rpm Rated Motor Speed. It also contains a 5.1 Nm System Continuous Torque and a 2.2 kW Motor Rated Output. | 96.6507
29740 | 1326AB-B430E-21 | G | <p>The Allen-Bradley 1326AB-B430E-21 has a 460/380V AC Voltage, a 108 mm Frame Diameter, and a 3000 rpm Rated Motor Speed. It also contains a 6.6 Nm System Continuous Torque and a 1.4 kW Motor Rated Output.</p> | 96.8825
29719 | 1326AB-B430E-21-K4 | G | The Allen-Bradley 1326AB-B430E-21-K4 has a 460/380V AC Voltage, a 108 mm Frame Diameter, and a 3000 rpm Rated Motor Speed. It also contains a 6.6 Nm System Continuous Torque and a 1.4 kW Motor Rated Output. | 99.7602
29772 | 1326AB-B430E-21-K4L | G | The Allen-Bradley 1326AB-B430E-21-K4L has a 460/380V AC Voltage, a 108 mm Frame Diameter, and a 3000 rpm Rated Motor Speed. It also contains a 6.6 Nm System Continuous Torque and a 1.4 kW Motor Rated Output. | 98.7952
29729 | 1326AB-B430E-21-L | G | The Allen-Bradley 1326AB-B430E-21-L has a 460/380V AC Voltage, a 108 mm Frame Diameter, and a 3000 rpm Rated Motor Speed. It also contains a 6.6 Nm System Continuous Torque and a 1.4 kW Motor Rated Output. | 99.5192
29814 | 1326AB-B430E-S2L | G | The Allen-Bradley 1326AB-B430E-S2L has a 460/380V AC Voltage, a 108 mm Frame Diameter, and a 3000 rpm Rated Motor Speed. It also contains a 6.6 Nm System Continuous Torque and a 1.4 kW Motor Rated Output. | 97.549
59526 | 1326AB-B430F-21-L | G | <p>This Ferrite AC Servo Motor(460V/380V AC) comes with a 108 mm frame diameter (115 mm bolt center) and a 3 in. magnet stack length. Depending on the voltage, this unit&#39;s motor speed is 460V: 5000rpm / 380V: 4000rpm, and the flange and shaft type is a IEC metric flang with keyway. The feedback type is a resolver-based feedback and has a IP67 environmental rating only for all frame series.</p> | 99.7506
29739 | 1326AB-B430G-21 | G | <p>The Allen-Bradley 1326AB-B430G-21 has a 460/380V AC Voltage, a 108 mm Frame Diameter, and a 5000 rpm Rated Motor Speed. It also contains a 6.4 Nm System Continuous Torque and a 2.3 kW Motor Rated Output.</p> | 97.6303
29796 | 1326AB-B430G-21-K1 | G | The Allen-Bradley 1326AB-B430G-21-K1 has a 460/380V AC Voltage, a 108 mm Frame Diameter, and a 5000 rpm Rated Motor Speed. It also contains a 6.4 Nm System Continuous Torque and a 2.3 kW Motor Rated Output. | 98.7952
29722 | 1326AB-B430G-21-K4 | G | The Allen-Bradley 1326AB-B430G-21-K4 has a 460/380V AC Voltage, a 108 mm Frame Diameter, and a 5000 rpm Rated Motor Speed. It also contains a 6.4 Nm System Continuous Torque and a 2.3 kW Motor Rated Output. | 99.5192
29807 | 1326AB-B430G-21ML | G | The Allen-Bradley 1326AB-B430G-21ML has a 460/380V AC Voltage, a 108 mm Frame Diameter, and a 5000 rpm Rated Motor Speed. It also contains a 6.4 Nm System Continuous Torque and a 2.3 kW Motor Rated Output. | 99.2736
29763 | 1326AB-B430G-S2K4LS | G | The Allen-Bradley 1326AB-B430G-S2K4LS has a 460/380V AC Voltage, a 108 mm Frame Diameter, and a 5000 rpm Rated Motor Speed. It also contains a 6.4 Nm System Continuous Torque and a 2.3 kW Motor Rated Output. | 99.2771
29810 | 1326AB-B430G-S2L | G | The Allen-Bradley 1326AB-B430G-S2L has a 460/380V AC Voltage, a 108 mm Frame Diameter, and a 5000 rpm Rated Motor Speed. It also contains a 6.4 Nm System Continuous Torque and a 2.3 kW Motor Rated Output. | 97.5728
29816 | 1326AB-B4515E-21 | G | The Allen-Bradley 1326AB-B4515E-21 has a Voltage, a Frame Diameter, and a Rated Motor Speed. It also contains a System Continuous Torque and a Motor Rated Output. | 99.1045
29795 | 1326AB-B460F-21-K4 | G | The Allen-Bradley 1326AB-B460F-21-K4 has a Voltage, a Frame Diameter, and a Rated Motor Speed. It also contains a System Continuous Torque and a Motor Rated Output. | 97.9228
29755 | 1326AB-B4E-11 | G | The Allen-Bradley 1326AB-B4E-11 has a Max. Op. Speed, a Frame Diameter, and a Rated Motor Speed. It also contains a System Continuous Torque and a Motor Rated Output. | 98.2558
29737 | 1326AB-B515E-21 | G | <p>The Allen-Bradley 1326AB-B515E-21 has a 460/380V AC Voltage, a 149 mm Frame Diameter, and a 3000 rpm Rated Motor Speed. It also contains a 10.4 Nm System Continuous Torque and a 2.3 kW Motor Rated Output.</p> | 97.3747
29720 | 1326AB-B515E-21-K5 | G | The Allen-Bradley 1326AB-B515E-21-K5 has a 460/380V AC Voltage, a 149 mm Frame Diameter, and a 3000 rpm Rated Motor Speed. It also contains a 10.4 Nm System Continuous Torque and a 2.3 kW Motor Rated Output. | 99.2771
29734 | 1326AB-B515E-21-L | G | The Allen-Bradley 1326AB-B515E-21-L has a 460/380V AC Voltage, a 149 mm Frame Diameter, and a 3000 rpm Rated Motor Speed. It also contains a 10.4 Nm System Continuous Torque and a 2.3 kW Motor Rated Output. | 99.5169
29805 | 1326AB-B515E-21ML | G | The Allen-Bradley 1326AB-B515E-21ML has a 460/380V AC Voltage, a 149 mm Frame Diameter, and a 3000 rpm Rated Motor Speed. It also contains a 10.4 Nm System Continuous Torque and a 2.3 kW Motor Rated Output. | 98.0583
29766 | 1326AB-B515E-21-TJB | G | The Allen-Bradley 1326AB-B515E-21-TJB has a 460/380V AC Voltage, a 149 mm Frame Diameter, and a 3000 rpm Rated Motor Speed. It also contains a 10.4 Nm System Continuous Torque and a 2.3 kW Motor Rated Output. | 98.5646
29789 | 1326AB-B515E-21-X93 | G | The Allen-Bradley 1326AB-B515E-21-X93 has a 460/380V AC Voltage, a 149 mm Frame Diameter, and a 3000 rpm Rated Motor Speed. It also contains a 10.4 Nm System Continuous Torque and a 2.3 kW Motor Rated Output. | 98.5577
29774 | 1326AB-B515E-S2K5L | G | The Allen-Bradley 1326AB-B515E-S2K5L has a 460/380V AC Voltage, a 149 mm Frame Diameter, and a 3000 rpm Rated Motor Speed. It also contains a 10.4 Nm System Continuous Torque and a 2.3 kW Motor Rated Output. | 98.7952
59539 | 1326AB-B515F-21-K5 | G | <p>This Ferrite AC Servo Motor(460V/380V AC) comes with a 149 mm frame diameter (165 mm bolt center) and a 1.5 in. magnet stack length. Depending on the voltage, this unit&#39;s motor speed is 460V: 5000rpm / 380V: 4000rpm, and the flange and shaft type is a IEC metric flang with keyway. The feedback type is a resolver-based feedback and has a 13.6 N-m (120 lb-in.) Holding brake with 24V DC coil for 1326AB-B5 frame series.</p> | 97.2028
59525 | 1326AB-B515G-21K5 | G | <p>This Ferrite AC Servo Motor(460V/380V AC) comes with a 149 mm frame diameter (165 mm bolt center) and a 1.5 in. magnet stack length. Depending on the voltage, this unit&#39;s motor speed is 460V: 5000rpm / 380V: 4000rpm, and the flange and shaft type is a IEC metric flang with keyway. The feedback type is a resolver-based feedback and has a 13.6 N-m (120 lb-in.) Holding brake with 24V DC coil for 1326AB-B5 frame series.</p> | 100
29727 | 1326AB-B515G-21-K5 | G | <p>The Allen-Bradley 1326AB-B515G-21-K5 has a 460/380V AC Voltage, a 149 mm Frame Diameter, and a 5000 rpm Rated Motor Speed. It also contains a 10.4 Nm System Continuous Torque and a 2.9 kW Motor Rated Output.</p> | 97.8923
59532 | 1326AB-B515G-21-L | G | <p>This Ferrite AC Servo Motor(460V/380V AC) comes with a 149 mm frame diameter (165 mm bolt center) and a 1.5 in. magnet stack length. Depending on the voltage, this unit&#39;s motor speed is 460V: 5000rpm / 380V: 4000rpm, and the flange and shaft type is a IEC metric flang with keyway. The feedback type is a resolver-based feedback and has a IP67 environmental rating only for all frame series.</p> | 99.005
59543 | 1326AB-B515G-21-ML | G | <p>This Ferrite AC Servo Motor(460V/380V AC) comes with a 149 mm frame diameter (165 mm bolt center) and a 1.5 in. magnet stack length. Depending on the voltage, this unit&#39;s motor speed is 460V: 5000rpm / 380V: 4000rpm, and the flange and shaft type is a IEC metric flang with keyway. The feedback type is a Multi-turn high-resolution feedback and has a IP67 environmental rating only for all frame series.</p> | 98.3092
29764 | 1326AB-B515G-21-TJB | G | The Allen-Bradley 1326AB-B515G-21-TJB has a 460/380V AC Voltage, a 149 mm Frame Diameter, and a 5000 rpm Rated Motor Speed. It also contains a 10.4 Nm System Continuous Torque and a 2.9 kW Motor Rated Output. | 99.0338
29811 | 1326AB-B515G-S2L | G | The Allen-Bradley 1326AB-B515G-S2L has a 460/380V AC Voltage, a 149 mm Frame Diameter, and a 5000 rpm Rated Motor Speed. It also contains a 10.4 Nm System Continuous Torque and a 2.9 kW Motor Rated Output. | 99.2701
29804 | 1326AB-B515G-S2LS | G | The Allen-Bradley 1326AB-B515G-S2LS has a 460/380V AC Voltage, a 149 mm Frame Diameter, and a 5000 rpm Rated Motor Speed. It also contains a 10.4 Nm System Continuous Torque and a 2.9 kW Motor Rated Output. | 99.7579
29736 | 1326AB-B520E-21 | G | The Allen-Bradley 1326AB-B520E-21 has a 460/380V AC Voltage, a 149 mm Frame Diameter, and a 3000 rpm Rated Motor Speed. It also contains a 13 Nm System Continuous Torque and a 2.9 kW Motor Rated Output. | 98.7775
29806 | 1326AB-B520E-21-K5 | G | The Allen-Bradley 1326AB-B520E-21-K5 has a 460/380V AC Voltage, a 149 mm Frame Diameter, and a 3000 rpm Rated Motor Speed. It also contains a 13 Nm System Continuous Torque and a 2.9 kW Motor Rated Output. | 96.3504
59531 | 1326AB-B520E-21-L | G | <p>This Ferrite AC Servo Motor(460V/380V AC) comes with a 149 mm frame diameter (165 mm bolt center) and a 2 in. magnet stack length. Depending on the voltage, this unit&#39;s motor speed is 460V: 3000rpm / 380V: 2500rpm, and the flange and shaft type is a IEC metric flang with keyway. The feedback type is a resolver-based feedback and has a IP67 environmental rating only for all frame series.</p> | 98.7562
65026 | 1326AB-B520E-M2K5LS | G | <p>The Allen-Bradley 1326AB-B520E-M2K5LS Torque Plus AC servo motor is a high-performance brushless AC synchronous servo motor with a multi-turn high-resolution encoder. It has a voltage rating of 460 Volts AC and an output power rating of 2.9 Kilowatts.</p> | 98.2659
65020 | 1326AB-B520E-M2L | G | <p>The Allen-Bradley 1326AB-B520E-M2L Torque Plus AC servo motor is a high-performance brushless AC synchronous servo motor with a multi-turn high-resolution encoder. It has a voltage rating of 460 Volts AC and an output power rating of 2.9&nbsp;Kilowatts.</p> | 96.5779
29738 | 1326AB-B520F-21 | G | The Allen-Bradley 1326AB-B520F-21 has a 460/380V AC Voltage, a 149 mm Frame Diameter, and a 3500 rpm Rated Motor Speed. It also contains a 13.1 Nm System Continuous Torque and a 2.9 kW Motor Rated Output. | 99.0338
29724 | 1326AB-B520F-21-K5 | G | The Allen-Bradley 1326AB-B520F-21-K5 has a 460/380V AC Voltage, a 149 mm Frame Diameter, and a 3500 rpm Rated Motor Speed. It also contains a 13.1 Nm System Continuous Torque and a 2.9 kW Motor Rated Output. | 99.2736
59530 | 1326AB-B520F-21-L | G | <p>This Ferrite AC Servo Motor(460V/380V AC) comes with a 149 mm frame diameter (165 mm bolt center) and a 2 in. magnet stack length. Depending on the voltage, this unit&#39;s motor speed is 460V: 3500rpm / 380V: 3000rpm, and the flange and shaft type is a IEC metric flang with keyway. The feedback type is a resolver-based feedback and has a IP67 environmental rating only for all frame series.</p> | 99.2519
29767 | 1326AB-B520F-21-TJB | G | The Allen-Bradley 1326AB-B520F-21-TJB has a 460/380V AC Voltage, a 149 mm Frame Diameter, and a 3500 rpm Rated Motor Speed. It also contains a 13.1 Nm System Continuous Torque and a 2.9 kW Motor Rated Output. | 98.0769
29802 | 1326AB-B520F-M2LS | G | The Allen-Bradley 1326AB-B520F-M2LS has a 460/380V AC Voltage, a 149 mm Frame Diameter, and a 3500 rpm Rated Motor Speed. It also contains a 13.1 Nm System Continuous Torque and a 2.9 kW Motor Rated Output. | 96.8523
29745 | 1326AB-B530E-21 | G | <p>The Allen-Bradley 1326AB-B530E-21 has a 460/380V AC Voltage, a 149 mm Frame Diameter, and a 3000 rpm Rated Motor Speed. It also contains a 18 Nm System Continuous Torque and a 4.2 kW Motor Rated Output.</p> | 99.0476
29801 | 1326AB-B530E-21-K5 | G | The Allen-Bradley 1326AB-B530E-21-K5 has a 460/380V AC Voltage, a 149 mm Frame Diameter, and a 3000 rpm Rated Motor Speed. It also contains a 18 Nm System Continuous Torque and a 4.2 kW Motor Rated Output. | 98.0583
29762 | 1326AB-B530E-21-K5L | G | The Allen-Bradley 1326AB-B530E-21-K5L has a 460/380V AC Voltage, a 149 mm Frame Diameter, and a 3000 rpm Rated Motor Speed. It also contains a 18 Nm System Continuous Torque and a 4.2 kW Motor Rated Output. | 99.7579
29732 | 1326AB-B530E-21-L | G | The Allen-Bradley 1326AB-B530E-21-L has a 460/380V AC Voltage, a 149 mm Frame Diameter, and a 3000 rpm Rated Motor Speed. It also contains a 18 Nm System Continuous Torque and a 4.2 kW Motor Rated Output. | 99.5146
59542 | 1326AB-B530E-21MK5 | G | <p>This Ferrite AC Servo Motor(460V/380V AC) comes with a 149 mm frame diameter (165 mm bolt center) and a 3 in. magnet stack length. Depending on the voltage, this unit&#39;s motor speed is 460V: 3000rpm / 380V: 2500rpm, and the flange and shaft type is a IEC metric flang with keyway. The feedback type is a Multi-turn high-resolution feedback and has a 13.6 N-m (120 lb-in.) Holding brake with 24V DC coil for 1326AB-B5 frame series.</p> | 97.6109
59538 | 1326AB-B530E-21-ML | G | <p>This Ferrite AC Servo Motor(460V/380V AC) comes with a 149 mm frame diameter (165 mm bolt center) and a 3 in. magnet stack length. Depending on the voltage, this unit&#39;s motor speed is 460V: 3000rpm / 380V: 2500rpm, and the flange and shaft type is a IEC metric flang with keyway. The feedback type is a Multi-turn high-resolution feedback and has a IP67 environmental rating only for all frame series.</p> | 99.0315
59536 | 1326AB-B530E-21-SL | G | <p>This Ferrite AC Servo Motor(460V/380V AC) comes with a 149 mm frame diameter (165 mm bolt center) and a 3 in. magnet stack length. Depending on the voltage, this unit&#39;s motor speed is 460V: 3000rpm / 380V: 2500rpm, and the flange and shaft type is a IEC metric flang with keyway. The feedback type is a Single-turn high-resolution feedback and has a IP67 environmental rating only for all frame series.</p> | 98.9117
29768 | 1326AB-B530E-21-X05 | G | The Allen-Bradley 1326AB-B530E-21-X05 has a 460/380V AC Voltage, a 149 mm Frame Diameter, and a 3000 rpm Rated Motor Speed. It also contains a 18 Nm System Continuous Torque and a 4.2 kW Motor Rated Output. | 99.5169
29769 | 1326AB-B530E-21-X07 | G | The Allen-Bradley 1326AB-B530E-21-X07 has a 460/380V AC Voltage, a 149 mm Frame Diameter, and a 3000 rpm Rated Motor Speed. It also contains a 18 Nm System Continuous Torque and a 4.2 kW Motor Rated Output. | 99.5169
29770 | 1326AB-B530E-21-X30 | G | The Allen-Bradley 1326AB-B530E-21-X30 has a 460/380V AC Voltage, a 149 mm Frame Diameter, and a 3000 rpm Rated Motor Speed. It also contains a 18 Nm System Continuous Torque and a 4.2 kW Motor Rated Output. | 99.5169
29793 | 1326AB-B530E-21-X93 | G | The Allen-Bradley 1326AB-B530E-21-X93 has a 460/380V AC Voltage, a 149 mm Frame Diameter, and a 3000 rpm Rated Motor Speed. It also contains a 18 Nm System Continuous Torque and a 4.2 kW Motor Rated Output. | 98.7893
29794 | 1326AB-B530E-21-Z06 | G | The Allen-Bradley 1326AB-B530E-21-Z06 has a 460/380V AC Voltage, a 149 mm Frame Diameter, and a 3000 rpm Rated Motor Speed. It also contains a 18 Nm System Continuous Torque and a 4.2 kW Motor Rated Output. | 98.7893
29715 | 1326AB-B530E-21-Z13 | G | The Allen-Bradley 1326AB-B530E-21-Z13 has a 460/380V AC Voltage, a 149 mm Frame Diameter, and a 3000 rpm Rated Motor Speed. It also contains a 18 Nm System Continuous Torque and a 4.2 kW Motor Rated Output. | 99.0338
65018 | 1326AB-B530E-M2K5L | G | <p>The Allen-Bradley 1326AB-B530E-M2K5L Torque Plus AC servo motor is a high-performance brushless AC synchronous servo motor with a multi-turn high-resolution encoder. It has a voltage rating of 460 Volts AC and an output power rating of 4.2&nbsp;Kilowatts.</p> | 98.4791
29788 | 1326AB-B530EM2L | G | <p>The Allen-Bradley 1326AB-B530EM2L has a 460/380V AC Voltage, a 149 mm Frame Diameter, and a 3000 rpm Rated Motor Speed. It also contains a 18 Nm System Continuous Torque and a 4.2 kW Motor Rated Output.</p> | 96.1538
65025 | 1326AB-B530E-S2K5LS | G | <p>The Allen-Bradley 1326AB-B530E-S2K5LS Torque Plus AC servo motor is a high-performance brushless AC synchronous servo motor with single-turn high-resolution encoder. It has a voltage rating of 460 Volts AC and an output power rating of 4.2 Kilowatts.</p> | 97.8967
29731 | 1326AB-B530E-S2L | G | The Allen-Bradley 1326AB-B530E-S2L has a 460/380V AC Voltage, a 149 mm Frame Diameter, and a 3000 rpm Rated Motor Speed. It also contains a 18 Nm System Continuous Torque and a 4.2 kW Motor Rated Output. | 99.2665
65022 | 1326AB-B530E-S2LS | G | <p>The Allen-Bradley 1326AB-B530E-S2LS Torque Plus AC servo motor is a high-performance brushless AC synchronous servo motor with a single-turn high-resolution encoder. It has a voltage rating of 460 Volts AC and an output power rating of 4.2&nbsp;Kilowatts.</p> | 96.7864
29716 | 1326AB-B530E-X-167 | G | The Allen-Bradley 1326AB-B530E-X-167 has a 460/380V AC Voltage, a 149 mm Frame Diameter, and a 3000 rpm Rated Motor Speed. It also contains a 18 Nm System Continuous Torque and a 4.2 kW Motor Rated Output. | 98.3051
29748 | 1326AB-B530F-21 | G | The Allen-Bradley 1326AB-B530F-21 has a 460/380V AC Voltage, a 149 mm Frame Diameter, and a 3200 rpm Rated Motor Speed. It also contains a 18 Nm System Continuous Torque and a 4.3 kW Motor Rated Output. | 97.7995
29746 | 1326AB-B720E-21 | G | <p>The Allen-Bradley 1326AB-B720E-21 has a 460/380V AC Voltage, a 194 mm Frame Diameter, and a 3500 rpm Rated Motor Speed. It also contains a 30.9 Nm System Continuous Torque and a 6.8 kW Motor Rated Output.</p> | 97.1429
29803 | 1326AB-B720E-21-K7 | G | The Allen-Bradley 1326AB-B720E-21-K7 has a 460/380V AC Voltage, a 194 mm Frame Diameter, and a 3500 rpm Rated Motor Speed. It also contains a 30.9 Nm System Continuous Torque and a 6.8 kW Motor Rated Output. | 96.1538
29773 | 1326AB-B720E-21-K7L | G | The Allen-Bradley 1326AB-B720E-21-K7L has a 460/380V AC Voltage, a 194 mm Frame Diameter, and a 3500 rpm Rated Motor Speed. It also contains a 30.9 Nm System Continuous Torque and a 6.8 kW Motor Rated Output. | 99.7602
59528 | 1326AB-B720E-21-L | G | <p>This Ferrite AC Servo Motor(460V/380V AC) comes with a 194 mm frame diameter (215 mm bolt center and a 2 in. magnet stack length. Depending on the voltage, this unit&#39;s motor speed is 460V: 3500rpm / 380V: 3000rpm, and the flange and shaft type is a IEC metric flang with keyway. The feedback type is a resolver-based feedback and has a IP67 environmental rating only for all frame series.</p> | 99.3758
59549 | 1326AB-B720E-21-MK7 | G | <p>This Ferrite AC Servo Motor(460V/380V AC) comes with a 194 mm frame diameter (215 mm bolt center and a 2 in. magnet stack length. Depending on the voltage, this unit&#39;s motor speed is 460V: 3500rpm / 380V: 3000rpm, and the flange and shaft type is a IEC metric flang with keyway. The feedback type is a Multi-turn high-resolution feedback and has a 41 N-m (140 lb-in.) Holding brake with 24V DC coil for 1326AB-B7 frame series.</p> | 98.8584
29725 | 1326AB-B720E-21-ML | G | The Allen-Bradley 1326AB-B720E-21-ML has a 460/380V AC Voltage, a 194 mm Frame Diameter, and a 3500 rpm Rated Motor Speed. It also contains a 30.9 Nm System Continuous Torque and a 6.8 kW Motor Rated Output. | 99.2806
65017 | 1326AB-B720E-M2K7L | G | <p>The Allen-Bradley 1326AB-B720E-M2K7L Torque Plus AC servo motor is a high-performance brushless AC synchronous servo motor with a multi-turn high-resolution encoder. It has a voltage rating of 460 Volts AC and an output power rating of 6.2 Kilowatts.</p> | 97.8887
65019 | 1326AB-B720E-M2K7LS | G | <p>The Allen-Bradley 1326AB-B720E-M2K7LS&nbsp;Torque Plus AC servo motor is a high-performance brushless AC synchronous servo motor with multi-turn high-resolution encoder. It has a voltage rating of 460 Volts AC and an output power rating of 6.2 Kilowatts</p> | 95.0382
63657 | 1326AB-B720E-M2L | G
29723 | 1326AB-B720F-21K7 | G | The Allen-Bradley 1326AB-B720F-21K7 has a 460/380V AC Voltage, a 194 mm Frame Diameter, and a 5000 rpm Rated Motor Speed. It also contains a 31.8 Nm System Continuous Torque and a 11.7 kW Motor Rated Output. | 96.6346
59537 | 1326AB-B720F-21-K7 | G | <p>This Ferrite AC Servo Motor(460V/380V AC) comes with a 194 mm frame diameter (215 mm bolt center and a 2 in. magnet stack length. Depending on the voltage, this unit&#39;s motor speed is 460V: 5000rpm / 380V: 4100rpm, and the flange and shaft type is a IEC metric flang with keyway. The feedback type is a resolver-based feedback and has a 41 N-m (140 lb-in.) Holding brake with 24V DC coil for 1326AB-B7 frame series.</p> | 98.8263
29837 | 1326AB-B721 | G | The Allen-Bradley 1326AB-B721 has a Voltage, a Frame Diameter, and a Rated Motor Speed. It also contains a System Continuous Torque and a Motor Rated Output. | 97.5758
29830 | 1326AB-B72EM2L | G | The Allen-Bradley 1326AB-B72EM2L has a Voltage, a Frame Diameter, and a Rated Motor Speed. It also contains a System Continuous Torque and a Motor Rated Output. | 98.4802
29744 | 1326AB-B730E-21 | G | The Allen-Bradley 1326AB-B730E-21 has a 460/380V AC Voltage, a 194 mm Frame Diameter, and a 3350 rpm Rated Motor Speed. It also contains a 39 Nm System Continuous Torque and a 9.6 kW Motor Rated Output. | 98.7715
59547 | 1326AB-B730E-21-K7 | G | <p>This Ferrite AC Servo Motor(460V/380V AC) comes with a 194 mm frame diameter (215 mm bolt center and a 3 in. magnet stack length. Depending on the voltage, this unit&#39;s motor speed is 460V: 3350rpm / 380V: 2800rpm, and the flange and shaft type is a IEC metric flang with keyway. The feedback type is a resolver-based feedback and has a 41 N-m (140 lb-in.) Holding brake with 24V DC coil for 1326AB-B7 frame series.</p> | 98.476
29775 | 1326ABB730E-21-K7L | G | The Allen-Bradley 1326ABB730E-21-K7L has a 460/380V AC Voltage, a 194 mm Frame Diameter, and a 3350 rpm Rated Motor Speed. It also contains a 39 Nm System Continuous Torque and a 9.6 kW Motor Rated Output. | 99.2736
29733 | 1326AB-B730E-21-L | G | The Allen-Bradley 1326AB-B730E-21-L has a 460/380V AC Voltage, a 194 mm Frame Diameter, and a 3350 rpm Rated Motor Speed. It also contains a 39 Nm System Continuous Torque and a 9.6 kW Motor Rated Output. | 99.2701
59541 | 1326AB-B730E-21MK7 | G | <p>This Ferrite AC Servo Motor(460V/380V AC) comes with a 194 mm frame diameter (215 mm bolt center and a 3 in. magnet stack length. Depending on the voltage, this unit&#39;s motor speed is 460V: 3350rpm / 380V: 2800rpm, and the flange and shaft type is a IEC metric flang with keyway. The feedback type is a Multi-turn high-resolution feedback and has a 41 N-m (140 lb-in.) Holding brake with 24V DC coil for 1326AB-B7 frame series.</p> | 99.0868
29776 | 1326AB-B730E-21MK7L | G | The Allen-Bradley 1326AB-B730E-21MK7L has a 460/380V AC Voltage, a 194 mm Frame Diameter, and a 3350 rpm Rated Motor Speed. It also contains a 39 Nm System Continuous Torque and a 9.6 kW Motor Rated Output. | 98.7835
29771 | 1326AB-B730E-21-X05 | G | The Allen-Bradley 1326AB-B730E-21-X05 has a 460/380V AC Voltage, a 194 mm Frame Diameter, and a 3350 rpm Rated Motor Speed. It also contains a 39 Nm System Continuous Torque and a 9.6 kW Motor Rated Output. | 98.3051
63658 | 1326AB-B730E-M2L | G
29808 | 1326AB-B740C-21-K7 | G | The Allen-Bradley 1326AB-B740C-21-K7 has a 460/380V AC Voltage, a 194 mm Frame Diameter, and a 2200 rpm Rated Motor Speed. It also contains a 53.0 Nm System Continuous Torque and a 8.7 kW Motor Rated Output. | 99.0385
59529 | 1326AB-B740C-21-L | G | <p>This Ferrite AC Servo Motor(460V/380V AC) comes with a 194 mm frame diameter (215 mm bolt center and a 4 in. magnet stack length. Depending on the voltage, this unit&#39;s motor speed is 460V: 2200rpm / 380V: 1800rpm, and the flange and shaft type is a IEC metric flang with keyway. The feedback type is a resolver-based feedback and has a IP67 environmental rating only for all frame series.</p> | 99.25
59550 | 1326AB-B740C-21-MK7 | G | <p>This Ferrite AC Servo Motor(460V/380V AC) comes with a 194 mm frame diameter (215 mm bolt center and a 4 in. magnet stack length. Depending on the voltage, this unit&#39;s motor speed is 460V: 2200rpm / 380V: 1800rpm, and the flange and shaft type is a IEC metric flang with keyway. The feedback type is a Multi-turn high-resolution feedback and has a 41 N-m (140 lb-in.) Holding brake with 24V DC coil for 1326AB-B7 frame series.</p> | 96.9213
29728 | 1326AB-B740C-21-ML | G | The Allen-Bradley 1326AB-B740C-21-ML has a 460/380V AC Voltage, a 194 mm Frame Diameter, and a 2200 rpm Rated Motor Speed. It also contains a 53.0 Nm System Continuous Torque and a 8.7 kW Motor Rated Output. | 97.1429
59540 | 1326AB-B740E-21-K7 | G | <p>This Ferrite AC Servo Motor(460V/380V AC) comes with a 194 mm frame diameter (215 mm bolt center and a 4 in. magnet stack length. Depending on the voltage, this unit&#39;s motor speed is 460V: 3400rpm / 380V: 2800rpm, and the flange and shaft type is a IEC metric flang with keyway. The feedback type is a resolver-based feedback and has a 41 N-m (140 lb-in.) Holding brake with 24V DC coil for 1326AB-B7 frame series.</p> | 99.2958
63659 | 1326AB-B740E-M2L | G
29791 | 1326AB-BB7-20E2-1K7 | G | The Allen-Bradley 1326AB-BB7-20E2-1K7 has a Voltage, a Frame Diameter, and a Rated Motor Speed. It also contains a System Continuous Torque and a Motor Rated Output. | 97.6048
29819 | 1326AB-C2C11K7 | G | The Allen-Bradley 1326AB-C2C11K7 has a 2000 rpm Max. Op. Speed, a 194 mm Frame Diameter, and a 2000 rpm Rated Motor Speed. It also contains a 23.7 Nm System Continuous Torque and a 3.5 kW Motor Rated Output. | 98.7952
29833 | 1326AB-C2C-21 | G | The Allen-Bradley 1326AB-C2C-21 has a 2000 rpm Max. Op. Speed, a 194 mm Frame Diameter, and a 2000 rpm Rated Motor Speed. It also contains a 23.7 Nm System Continuous Torque and a 3.5 kW Motor Rated Output. | 95.6098
29714 | 1326AB-C2C-21-4888A | G | The Allen-Bradley 1326AB-C2C-21-4888A has a 2000 rpm Max. Op. Speed, a 194 mm Frame Diameter, and a 2000 rpm Rated Motor Speed. It also contains a 3.5 kW Motor Rated Output. | 95.0147
29781 | 1326AB-C2E-11-2287B | G | The Allen-Bradley 1326AB-C2E-11-2287B has a 3000 rpm Max. Op. Speed, a 194 mm Frame Diameter, and a 3000 rpm Rated Motor Speed. It also contains a 23.7 Nm System Continuous Torque and a 5.2 kW Motor Rated Output. | 98.0952
29782 | 1326AB-C2E-11-3396D | G | The Allen-Bradley 1326AB-C2E-11-3396D has a 3000 rpm Max. Op. Speed, a 194 mm Frame Diameter, and a 3000 rpm Rated Motor Speed. It also contains a 23.7 Nm System Continuous Torque and a 5.2 kW Motor Rated Output. | 97.619
29832 | 1326AB-C2E-A7 | G | The Allen-Bradley 1326AB-C2E-A7 has a 3000 rpm Max. Op. Speed, a 194 mm Frame Diameter, and a 3000 rpm Rated Motor Speed. It also contains a 23.7 Nm System Continuous Torque and a 5.2 kW Motor Rated Output. | 96.6184
29751 | 1326-ABC2F-11 | G | The Allen-Bradley 1326-ABC2F-11 has a Voltage, a Frame Diameter, and a Rated Motor Speed. It also contains a System Continuous Torque and a Motor Rated Output. | 97.8979
29756 | 1326AB-C3E-11 | G | The Allen-Bradley 1326AB-C3E-11 has a 3000 rpm Max. Op. Speed, a 194 mm Frame Diameter, and a 3000 rpm Rated Motor Speed. It also contains a 35 Nm System Continuous Torque and a 10 kW Motor Rated Output. | 99.2629
29783 | 1326AB-C3E-11-33960 | G | The Allen-Bradley 1326AB-C3E-11-33960 has a 3000 rpm Max. Op. Speed, a 194 mm Frame Diameter, and a 3000 rpm Rated Motor Speed. It also contains a 35 Nm System Continuous Torque and a 10 kW Motor Rated Output. | 99.0476
29784 | 1326AB-C3E-113-396D | G | The Allen-Bradley 1326AB-C3E-113-396D has a 3000 rpm Max. Op. Speed, a 194 mm Frame Diameter, and a 3000 rpm Rated Motor Speed. It also contains a 35 Nm System Continuous Torque and a 10 kW Motor Rated Output. | 99.5238
29785 | 1326AB-C3E-113-396E | G | The Allen-Bradley 1326AB-C3E-113-396E has a 3000 rpm Max. Op. Speed, a 194 mm Frame Diameter, and a 3000 rpm Rated Motor Speed. It also contains a 35 Nm System Continuous Torque and a 10 kW Motor Rated Output. | 97.8208
29747 | 1326AB-C3E-11-K7 | G | The Allen-Bradley 1326AB-C3E-11-K7 has a 3000 rpm Max. Op. Speed, a 194 mm Frame Diameter, and a 3000 rpm Rated Motor Speed. It also contains a 35 Nm System Continuous Torque and a 10 kW Motor Rated Output. | 99.2701
29750 | 1326AB-C4B21 | G | The Allen-Bradley 1326AB-C4B21 has a 1600 rpm Max. Op. Speed, a 194 mm Frame Diameter, and a 1600 rpm Rated Motor Speed. It also contains a 47.4 Nm System Continuous Torque and a 5.6 kW Motor Rated Output. | 99.0338
29786 | 1326AB-C4C-112-287B | G | The Allen-Bradley 1326AB-C4C-112-287B has a 2000 rpm Max. Op. Speed, a 194 mm Frame Diameter, and a 2000 rpm Rated Motor Speed. It also contains a 47.4 Nm System Continuous Torque and a 7 kW Motor Rated Output. | 95.4654
29753 | 1326AB-C4C-21 | G | The Allen-Bradley 1326AB-C4C-21 has a 2000 rpm Max. Op. Speed, a 194 mm Frame Diameter, and a 2000 rpm Rated Motor Speed. It also contains a 47.4 Nm System Continuous Torque and a 7 kW Motor Rated Output. | 98.0769
29818 | 1326AB-R2F-11-A5 | G | The Allen-Bradley 1326AB-R2F-11-A5 has a Voltage, a Frame Diameter, and a Rated Motor Speed. It also contains a System Continuous Torque and a Motor Rated Output. | 98.2143
29853 | 1326AS-B310H-21-K3 | G | <p>The Allen-Bradley 1326AS-B310H-21-K3 has a 460V AC Voltage, a 75 mm Frame Diameter, and a 6200 rpm Rated Motor Speed. It also contains a 0.7 Nm System Continuous Torque and a 0.3 kW Motor Rated Output.</p> | 99.2771
29865 | 1326AS-B31OH-21 | G | The Allen-Bradley 1326AS-B31OH-21 has a 460V AC Voltage, a 75 mm Frame Diameter, and a 6200 rpm Rated Motor Speed. It also contains a 0.7 Nm System Continuous Torque and a 0.3 kW Motor Rated Output. | 97.284
29847 | 1326AS-B330H-21 | G | The Allen-Bradley 1326AS-B330H-21 has a 460V AC Voltage, a 75 mm Frame Diameter, and a 6500 rpm Rated Motor Speed. It also contains a 2.1 Nm System Continuous Torque and a 0.9 kW Motor Rated Output. | 99.5
29850 | 1326AS-B330H-21-394 | G | The Allen-Bradley 1326AS-B330H-21-394 has a 460V AC Voltage, a 75 mm Frame Diameter, and a 6500 rpm Rated Motor Speed. It also contains a 2.1 Nm System Continuous Torque and a 0.9 kW Motor Rated Output. | 99.0099
29861 | 1326AS-B330H-21-A | G | The Allen-Bradley 1326AS-B330H-21-A has a 460V AC Voltage, a 75 mm Frame Diameter, and a 6500 rpm Rated Motor Speed. It also contains a 2.1 Nm System Continuous Torque and a 0.9 kW Motor Rated Output. | 99
29838 | 1326AS-B330H-21-K3 | G | The Allen-Bradley 1326AS-B330H-21-K3 has a 460V AC Voltage, a 75 mm Frame Diameter, and a 6500 rpm Rated Motor Speed. It also contains a 2.1 Nm System Continuous Torque and a 0.9 kW Motor Rated Output. | 99.2593
29862 | 1326AS-B33OH-21 | G | The Allen-Bradley 1326AS-B33OH-21 has a 460V AC Voltage, a 75 mm Frame Diameter, and a 6500 rpm Rated Motor Speed. It also contains a 2.1 Nm System Continuous Torque and a 0.9 kW Motor Rated Output. | 97.4874
29863 | 1326AS-B360F-21 | G | The Allen-Bradley 1326AS-B360F-21 has a Voltage, a Frame Diameter, and a Rated Motor Speed. It also contains a System Continuous Torque and a Motor Rated Output. | 97.6048
29845 | 1326AS-B360Z-21 | G | The Allen-Bradley 1326AS-B360Z-21 has a Voltage, a Frame Diameter, and a Rated Motor Speed. It also contains a System Continuous Torque and a Motor Rated Output. | 99.4012
29846 | 1326AS-B420G-21 | G | The Allen-Bradley 1326AS-B420G-21 has a 460V AC Voltage, a 100 mm Frame Diameter, and a 5250 rpm Rated Motor Speed. It also contains a 3.2 Nm System Continuous Torque and a 1.2 kW Motor Rated Output. | 99.5025
29858 | 1326AS-B420G-21-A | G | The Allen-Bradley 1326AS-B420G-21-A has a 460V AC Voltage, a 100 mm Frame Diameter, and a 5250 rpm Rated Motor Speed. It also contains a 3.2 Nm System Continuous Torque and a 1.2 kW Motor Rated Output. | 97.5248
29855 | 1326AS-B420G-21-K4 | G | <p>The Allen-Bradley 1326AS-B420G-21-K4 has a 460V AC Voltage, a 100 mm Frame Diameter, and a 5250 rpm Rated Motor Speed. It also contains a 3.2 Nm System Continuous Torque and a 1.2 kW Motor Rated Output.</p> | 97.0874
29848 | 1326AS-B440G-21 | G | <p>The Allen-Bradley 1326AS-B440G-21 has a 460V AC Voltage, a 100 mm Frame Diameter, and a 5250 rpm Rated Motor Speed. It also contains a 6.4 Nm System Continuous Torque and a 2.0 kW Motor Rated Output.</p> | 97.3105
29859 | 1326AS-B440G-21-A | G | The Allen-Bradley 1326AS-B440G-21-A has a 460V AC Voltage, a 100 mm Frame Diameter, and a 5250 rpm Rated Motor Speed. It also contains a 6.4 Nm System Continuous Torque and a 2.0 kW Motor Rated Output. | 95.3086
29839 | 1326AS-B440G-21-K4 | G | The Allen-Bradley 1326AS-B440G-21-K4 has a 460V AC Voltage, a 100 mm Frame Diameter, and a 5250 rpm Rated Motor Speed. It also contains a 6.4 Nm System Continuous Torque and a 2.0 kW Motor Rated Output. | 99.2593
29849 | 1326AS-B460F-21 | G | <p>The Allen-Bradley 1326AS-B460F-21 has a 460V AC Voltage, a 100 mm Frame Diameter, and a 4300 rpm Rated Motor Speed. It also contains a 9.0 Nm System Continuous Torque and a 2.8 kW Motor Rated Output.</p> | 97.0732
29840 | 1326AS-B460F-21-K4 | G | The Allen-Bradley 1326AS-B460F-21-K4 has a 460V AC Voltage, a 100 mm Frame Diameter, and a 4300 rpm Rated Motor Speed. It also contains a 9.0 Nm System Continuous Torque and a 2.8 kW Motor Rated Output. | 99.5074
29864 | 1326AS-B515E-21 | G | The Allen-Bradley 1326AS-B515E-21 has a Voltage, a Frame Diameter, and a Rated Motor Speed. It also contains a System Continuous Torque and a Motor Rated Output. | 96.7359
29842 | 1326AS-B630F-21-K6 | G | The Allen-Bradley 1326AS-B630F-21-K6 has a 460V AC Voltage, a 150 mm Frame Diameter, and a 4500 rpm Rated Motor Speed. It also contains a 10.3 Nm System Continuous Torque and a 2.4 kW Motor Rated Output. | 96.5686
29844 | 1326AS-B660E-21 | G | The Allen-Bradley 1326AS-B660E-21 has a 460V AC Voltage, a 150 mm Frame Diameter, and a 3000 rpm Rated Motor Speed. It also contains a 21.5 Nm System Continuous Torque and a 3.4 kW Motor Rated Output. | 99.505
29860 | 1326AS-B660E-21-A | G | The Allen-Bradley 1326AS-B660E-21-A has a 460V AC Voltage, a 150 mm Frame Diameter, and a 3000 rpm Rated Motor Speed. It also contains a 21.5 Nm System Continuous Torque and a 3.4 kW Motor Rated Output. | 96.5347
29852 | 1326AS-B660E-21-K6 | G | The Allen-Bradley 1326AS-B660E-21-K6 has a 460V AC Voltage, a 150 mm Frame Diameter, and a 3000 rpm Rated Motor Speed. It also contains a 21.5 Nm System Continuous Torque and a 3.4 kW Motor Rated Output. | 99.2629
29841 | 1326AS-B660F-21-K6 | G | The Allen-Bradley 1326AS-B660F-21-K6 has a Voltage, a Frame Diameter, and a Rated Motor Speed. It also contains a System Continuous Torque and a Motor Rated Output. | 98.5163
29867 | 1326AS-B690E-21 | G | The Allen-Bradley 1326AS-B690E-21 has a 460V AC Voltage, a 150 mm Frame Diameter, and a 3000 rpm Rated Motor Speed. It also contains a 36.4 Nm System Continuous Torque and a 5.0 kW Motor Rated Output. | 95.0495
29843 | 1326AS-B690E-21-K6 | G | The Allen-Bradley 1326AS-B690E-21-K6 has a 460V AC Voltage, a 150 mm Frame Diameter, and a 3000 rpm Rated Motor Speed. It also contains a 36.4 Nm System Continuous Torque and a 5.0 kW Motor Rated Output. | 99.2593
51736 | 1336-B003-EAD | G | The Allen-Bradley 1336-B003-EAD Adjustable Frequency AC Drive operates with a 380/415/460V A Input Voltage, 50/60 Hz, and 3 Phases. The 1336-B003-EAD has 6 Amps Out and a NEMA Type 1 (IP20) Enclosure Type. | 98.5646
51742 | 1336-B003-EAD-FA2 | G | The Allen-Bradley 1336-B003-EAD-FA2 Adjustable Frequency AC Drive operates with a 380/415/460V A Input Voltage, 50/60 Hz, and 3 Phases. The 1336-B003-EAD-FA2 has 6 Amps Out and a NEMA Type 1 (IP20) Enclosure Type. | 98.6175
51743 | 1336-B003-EAD-FA2-L1 | G | The Allen-Bradley 1336-B003-EAD-FA2-L1 Adjustable Frequency AC Drive operates with a 380/415/460V A Input Voltage, 50/60 Hz, and 3 Phases. The 1336-B003-EAD-FA2-L1 has 6 Amps Out and a NEMA Type 1 (IP20) Enclosure Type. | 99.0909
51747 | 1336-B003-EAD-FA2-L1-S1 | G | The Allen-Bradley 1336-B003-EAD-FA2-L1-S1 Adjustable Frequency AC Drive operates with a 380/415/460V A Input Voltage, 50/60 Hz, and 3 Phases. The 1336-B003-EAD-FA2-L1-S1 has 6 Amps Out and a NEMA Type 1 (IP20) Enclosure Type. | 99.115
51744 | 1336-B003-EAD-FA2-L2 | G | The Allen-Bradley 1336-B003-EAD-FA2-L2 Adjustable Frequency AC Drive operates with a 380/415/460V A Input Voltage, 50/60 Hz, and 3 Phases. The 1336-B003-EAD-FA2-L2 has 6 Amps Out and a NEMA Type 1 (IP20) Enclosure Type. | 99.0909
51745 | 1336-B003-EAD-FA2-L3 | G | The Allen-Bradley 1336-B003-EAD-FA2-L3 Adjustable Frequency AC Drive operates with a 380/415/460V A Input Voltage, 50/60 Hz, and 3 Phases. The 1336-B003-EAD-FA2-L3 has 6 Amps Out and a NEMA Type 1 (IP20) Enclosure Type. | 98.6547
51748 | 1336-B003-EAD-FA2-L3-S1 | G | The Allen-Bradley 1336-B003-EAD-FA2-L3-S1 Adjustable Frequency AC Drive operates with a 380/415/460V A Input Voltage, 50/60 Hz, and 3 Phases. The 1336-B003-EAD-FA2-L3-S1 has 6 Amps Out and a NEMA Type 1 (IP20) Enclosure Type. | 98.4547
51746 | 1336-B003-EAD-FA2-S1 | G | The Allen-Bradley 1336-B003-EAD-FA2-S1 Adjustable Frequency AC Drive operates with a 380/415/460V A Input Voltage, 50/60 Hz, and 3 Phases. The 1336-B003-EAD-FA2-S1 has 6 Amps Out and a NEMA Type 1 (IP20) Enclosure Type. | 98.6547
51737 | 1336-B003-EAD-L1 | G | The Allen-Bradley 1336-B003-EAD-L1 Adjustable Frequency AC Drive operates with a 380/415/460V A Input Voltage, 50/60 Hz, and 3 Phases. The 1336-B003-EAD-L1 has 6 Amps Out and a NEMA Type 1 (IP20) Enclosure Type. | 99.0566
51738 | 1336-B003-EAD-L2 | G | The Allen-Bradley 1336-B003-EAD-L2 Adjustable Frequency AC Drive operates with a 380/415/460V A Input Voltage, 50/60 Hz, and 3 Phases. The 1336-B003-EAD-L2 has 6 Amps Out and a NEMA Type 1 (IP20) Enclosure Type. | 99.0566
51739 | 1336-B003-EAD-L3 | G | The Allen-Bradley 1336-B003-EAD-L3 Adjustable Frequency AC Drive operates with a 380/415/460V A Input Voltage, 50/60 Hz, and 3 Phases. The 1336-B003-EAD-L3 has 6 Amps Out and a NEMA Type 1 (IP20) Enclosure Type. | 98.6047
51741 | 1336-B003-EAD-L3-S1 | G | The Allen-Bradley 1336-B003-EAD-L3-S1 Adjustable Frequency AC Drive operates with a 380/415/460V A Input Voltage, 50/60 Hz, and 3 Phases. The 1336-B003-EAD-L3-S1 has 6 Amps Out and a NEMA Type 1 (IP20) Enclosure Type. | 98.6301
51740 | 1336-B003-EAD-S1 | G | The Allen-Bradley 1336-B003-EAD-S1 Adjustable Frequency AC Drive operates with a 380/415/460V A Input Voltage, 50/60 Hz, and 3 Phases. The 1336-B003-EAD-S1 has 6 Amps Out and a NEMA Type 1 (IP20) Enclosure Type. | 98.6047
51769 | 1336-B003-ECD | G | The Allen-Bradley 1336-B003-ECD Adjustable Frequency AC Drive operates with a 380/415/460V A Input Voltage, 50/60 Hz, and 3 Phases. The 1336-B003-ECD has 6 Amps Out and a NEMA Type 4 (IP56) Enclosure Type. | 98.5646
51772 | 1336-B003-ECD-FC3-L3 | G | The Allen-Bradley 1336-B003-ECD-FC3-L3 Adjustable Frequency AC Drive operates with a 380/415/460V A Input Voltage, 50/60 Hz, and 3 Phases. The 1336-B003-ECD-FC3-L3 has 6 Amps Out and a NEMA Type 4 (IP56) Enclosure Type. | 98.4127
51770 | 1336-B003-ECD-L3 | G | The Allen-Bradley 1336-B003-ECD-L3 Adjustable Frequency AC Drive operates with a 380/415/460V A Input Voltage, 50/60 Hz, and 3 Phases. The 1336-B003-ECD-L3 has 6 Amps Out and a NEMA Type 4 (IP56) Enclosure Type. | 98.1481
51771 | 1336-B003-ECD-S1 | G | The Allen-Bradley 1336-B003-ECD-S1 Adjustable Frequency AC Drive operates with a 380/415/460V A Input Voltage, 50/60 Hz, and 3 Phases. The 1336-B003-ECD-S1 has 6 Amps Out and a NEMA Type 4 (IP56) Enclosure Type. | 97.1429
51761 | 1336-B003-EJD | G | The Allen-Bradley 1336-B003-EJD Adjustable Frequency AC Drive operates with a 380/415/460V A Input Voltage, 50/60 Hz, and 3 Phases. The 1336-B003-EJD has 6 Amps Out and a NEMA Type 12 (IP54) Enclosure Type. | 98.5714
51762 | 1336-B003-EJD-L1 | G | The Allen-Bradley 1336-B003-EJD-L1 Adjustable Frequency AC Drive operates with a 380/415/460V A Input Voltage, 50/60 Hz, and 3 Phases. The 1336-B003-EJD-L1 has 6 Amps Out and a NEMA Type 12 (IP54) Enclosure Type. | 97.6636
51768 | 1336-B003-EJD-RP3 | G | The Allen-Bradley 1336-B003-EJD-RP3 Adjustable Frequency AC Drive operates with a 380/415/460V A Input Voltage, 50/60 Hz, and 3 Phases. The 1336-B003-EJD-RP3 has 6 Amps Out and a NEMA Type 12 (IP54) Enclosure Type. | 96.4871
51750 | 1336-B003-EOD | G | <p>The Allen-Bradley 1336-B003-E0D Adjustable Frequency AC Drive operates with a 380/415/460V A Input Voltage, 50/60 Hz, and 3 Phases. The 1336-B003-EOD has 6 Amps Out and a Open style (IP00) Enclosure Type.</p> | 98.6047
51758 | 1336-B003-EOD-FA2 | G | <p>The Allen-Bradley 1336-B003-E0D-FA2 Adjustable Frequency AC Drive operates with a 380/415/460V A Input Voltage, 50/60 Hz, and 3 Phases. The 1336-B003-EOD-FA2 has 6 Amps Out and a Open style (IP00) Enclosure Type.</p> | 98.6547
51754 | 1336-B003-EOD-FA2-L1 | G | <p>The Allen-Bradley 1336-B003-E0D-FA2-L1 Adjustable Frequency AC Drive operates with a 380/415/460V A Input Voltage, 50/60 Hz, and 3 Phases. The 1336-B003-EOD-FA2-L1 has 6 Amps Out and a Open style (IP00) Enclosure Type.</p> | 99.115
51755 | 1336-B003-EOD-FA2-L3 | G | <p>The Allen-Bradley 1336-B003-E0D-FA2-L3 Adjustable Frequency AC Drive operates with a 380/415/460V A Input Voltage, 50/60 Hz, and 3 Phases. The 1336-B003-EOD-FA2-L3 has 6 Amps Out and a Open style (IP00) Enclosure Type.</p> | 98.69
51756 | 1336-B003-EOD-FA2-L3-S1 | G | <p>The Allen-Bradley 1336-B003-E0D-FA2-L3-S1 Adjustable Frequency AC Drive operates with a 380/415/460V A Input Voltage, 50/60 Hz, and 3 Phases. The 1336-B003-EOD-FA2-L3-S1 has 6 Amps Out and a Open style (IP00) Enclosure Type.</p> | 98.7124
51759 | 1336-B003-EOD-FA2-S1 | G | <p>The Allen-Bradley 1336-B003-E0D-FA2-S1 Adjustable Frequency AC Drive operates with a 380/415/460V A Input Voltage, 50/60 Hz, and 3 Phases. The 1336-B003-EOD-FA2-S1 has 6 Amps Out and a Open style (IP00) Enclosure Type.</p> | 97.5717
51751 | 1336-B003-EOD-L1 | G | <p>The Allen-Bradley 1336-B003-E0D-L1 Adjustable Frequency AC Drive operates with a 380/415/460V A Input Voltage, 50/60 Hz, and 3 Phases. The 1336-B003-EOD-L1 has 6 Amps Out and a Open style (IP00) Enclosure Type.</p> | 99.0826
51757 | 1336-B003-EOD-L3 | G | The Allen-Bradley 1336-B003-E0D-L3 Adjustable Frequency AC Drive operates with a 380/415/460V A Input Voltage, 50/60 Hz, and 3 Phases. The 1336-B003-EOD-L3 has 6 Amps Out and a Open style (IP00) Enclosure Type. | 98.3452
51753 | 1336-B003-EOD-L3-S1 | G | <p>The Allen-Bradley 1336-B003-E0D-L3-S1 Adjustable Frequency AC Drive operates with a 380/415/460V A Input Voltage, 50/60 Hz, and 3 Phases. The 1336-B003-EOD-L3-S1 has 6 Amps Out and a Open style (IP00) Enclosure Type.</p> | 98.6667
51752 | 1336-B003-EOD-S1 | G | <p>The Allen-Bradley 1336-B003-E0D-S1 Adjustable Frequency AC Drive operates with a 380/415/460V A Input Voltage, 50/60 Hz, and 3 Phases. The 1336-B003-EOD-S1 has 6 Amps Out and a Open style (IP00) Enclosure Type.</p> | 98.6425
51782 | 1336-B005-EAD | G | The Allen-Bradley 1336-B005-EAD Adjustable Frequency AC Drive operates with a 380/415/460V A Input Voltage, 50/60 Hz, and 3 Phases. The 1336-B005-EAD has 9.6 Amps Out and a NEMA Type 1 (IP20) Enclosure Type. | 98.5782
51785 | 1336-B005-EAD-FA2 | G | The Allen-Bradley 1336-B005-EAD-FA2 Adjustable Frequency AC Drive operates with a 380/415/460V A Input Voltage, 50/60 Hz, and 3 Phases. The 1336-B005-EAD-FA2 has 9.6 Amps Out and a NEMA Type 1 (IP20) Enclosure Type. | 98.6301
51787 | 1336-B005-EAD-FA2-L1 | G | The Allen-Bradley 1336-B005-EAD-FA2-L1 Adjustable Frequency AC Drive operates with a 380/415/460V A Input Voltage, 50/60 Hz, and 3 Phases. The 1336-B005-EAD-FA2-L1 has 9.6 Amps Out and a NEMA Type 1 (IP20) Enclosure Type. | 99.0991
51790 | 1336-B005-EAD-FA2-L1-S1 | G | The Allen-Bradley 1336-B005-EAD-FA2-L1-S1 Adjustable Frequency AC Drive operates with a 380/415/460V A Input Voltage, 50/60 Hz, and 3 Phases. The 1336-B005-EAD-FA2-L1-S1 has 9.6 Amps Out and a NEMA Type 1 (IP20) Enclosure Type. | 98.2143
51788 | 1336-B005-EAD-FA2-L3 | G | The Allen-Bradley 1336-B005-EAD-FA2-L3 Adjustable Frequency AC Drive operates with a 380/415/460V A Input Voltage, 50/60 Hz, and 3 Phases. The 1336-B005-EAD-FA2-L3 has 9.6 Amps Out and a NEMA Type 1 (IP20) Enclosure Type. | 98.1982
51789 | 1336-B005-EAD-FA2-S1 | G | The Allen-Bradley 1336-B005-EAD-FA2-S1 Adjustable Frequency AC Drive operates with a 380/415/460V A Input Voltage, 50/60 Hz, and 3 Phases. The 1336-B005-EAD-FA2-S1 has 9.6 Amps Out and a NEMA Type 1 (IP20) Enclosure Type. | 98.6667
51792 | 1336-B005-EAD-L1-S1 | G | The Allen-Bradley 1336-B005-EAD-L1-S1 Adjustable Frequency AC Drive operates with a 380/415/460V A Input Voltage, 50/60 Hz, and 3 Phases. The 1336-B005-EAD-L1-S1 has 9.6 Amps Out and a NEMA Type 1 (IP20) Enclosure Type. | 97.0387
51783 | 1336-B005-EAD-L2 | G | The Allen-Bradley 1336-B005-EAD-L2 Adjustable Frequency AC Drive operates with a 380/415/460V A Input Voltage, 50/60 Hz, and 3 Phases. The 1336-B005-EAD-L2 has 9.6 Amps Out and a NEMA Type 1 (IP20) Enclosure Type. | 98.6047
51791 | 1336-B005-EAD-L3-S1 | G | The Allen-Bradley 1336-B005-EAD-L3-S1 Adjustable Frequency AC Drive operates with a 380/415/460V A Input Voltage, 50/60 Hz, and 3 Phases. The 1336-B005-EAD-L3-S1 has 9.6 Amps Out and a NEMA Type 1 (IP20) Enclosure Type. | 99.0909
51784 | 1336-B005-EAD-S1 | G | The Allen-Bradley 1336-B005-EAD-S1 Adjustable Frequency AC Drive operates with a 380/415/460V A Input Voltage, 50/60 Hz, and 3 Phases. The 1336-B005-EAD-S1 has 9.6 Amps Out and a NEMA Type 1 (IP20) Enclosure Type. | 98.6175
51793 | 1336-B005-ECD | G | The Allen-Bradley 1336-B005-ECD Adjustable Frequency AC Drive operates with a 380/415/460V A Input Voltage, 50/60 Hz, and 3 Phases. The 1336-B005-ECD has 9.6 Amps Out and a NEMA Type 4 (IP56) Enclosure Type. | 97.8313
51794 | 1336-B005-ECD-FA2-L1 | G | The Allen-Bradley 1336-B005-ECD-FA2-L1 Adjustable Frequency AC Drive operates with a 380/415/460V A Input Voltage, 50/60 Hz, and 3 Phases. The 1336-B005-ECD-FA2-L1 has 9.6 Amps Out and a NEMA Type 4 (IP56) Enclosure Type. | 95.7111
51774 | 1336-B005-EOD | G | The Allen-Bradley 1336-B005-E0D Adjustable Frequency AC Drive operates with a 380/415/460V A Input Voltage, 50/60 Hz, and 3 Phases. The 1336-B005-EOD has 9.6 Amps Out and a Open style (IP00) Enclosure Type. | 98.0952
51781 | 1336-B005-EOD-FA2-L3 | G | The Allen-Bradley 1336-B005-E0D-FA2-L3 Adjustable Frequency AC Drive operates with a 380/415/460V A Input Voltage, 50/60 Hz, and 3 Phases. The 1336-B005-EOD-FA2-L3 has 9.6 Amps Out and a Open style (IP00) Enclosure Type. | 97.0522
51780 | 1336-B005-EOD-FA2-L3-S1 | G | <p>The Allen-Bradley 1336-B005-E0D-FA2-L3-S1 Adjustable Frequency AC Drive operates with a 380/415/460V A Input Voltage, 50/60 Hz, and 3 Phases. The 1336-B005-EOD-FA2-L3-S1 has 9.6 Amps Out and a Open style (IP00) Enclosure Type.</p> | 98.0728
51775 | 1336-B005-EOD-L1 | G | <p>The Allen-Bradley 1336-B005-E0D-L1 Adjustable Frequency AC Drive operates with a 380/415/460V A Input Voltage, 50/60 Hz, and 3 Phases. The 1336-B005-EOD-L1 has 9.6 Amps Out and a Open style (IP00) Enclosure Type.</p> | 99.0909
51776 | 1336-B005-EOD-L2 | G | <p>The Allen-Bradley 1336-B005-E0D-L2 Adjustable Frequency AC Drive operates with a 380/415/460V A Input Voltage, 50/60 Hz, and 3 Phases. The 1336-B005-EOD-L2 has 9.6 Amps Out and a Open style (IP00) Enclosure Type.</p> | 98.1818
51777 | 1336-B005-EOD-L3 | G | The Allen-Bradley 1336-B005-EOD-L3 Adjustable Frequency AC Drive operates with a 380/415/460V A Input Voltage, 50/60 Hz, and 3 Phases. The 1336-B005-EOD-L3 has 9.6 Amps Out and a Open style (IP00) Enclosure Type. | 97.6959
51779 | 1336-B005-EOD-L3-S1 | G | <p>The Allen-Bradley 1336-B005-E0D-L3-S1 Adjustable Frequency AC Drive operates with a 380/415/460V A Input Voltage, 50/60 Hz, and 3 Phases. The 1336-B005-EOD-L3-S1 has 9.6 Amps Out and a Open style (IP00) Enclosure Type.</p> | 98.2609
51778 | 1336-B005-EOD-S1 | G | <p>The Allen-Bradley 1336-B005-E0D-S1 Adjustable Frequency AC Drive operates with a 380/415/460V A Input Voltage, 50/60 Hz, and 3 Phases. The 1336-B005-EOD-S1 has 9.6 Amps Out and a Open style (IP00) Enclosure Type.</p> | 98.6547
51820 | 1336-B007-E0D | G | <p>The Allen-Bradley 1336-B007-E0D Adjustable Frequency AC Drive operates with a 380/415/460V A Input Voltage, 50/60 Hz, and 3 Phases. The 1336-B007-E0D has 13 Amps Out and a Open style (IP00) Enclosure Type.</p> | 96.7593
51798 | 1336-B007-EAD | G | The Allen-Bradley 1336-B007-EAD Adjustable Frequency AC Drive operates with a 380/415/460V A Input Voltage, 50/60 Hz, and 3 Phases. The 1336-B007-EAD has 13 Amps Out and a NEMA Type 1 (IP20) Enclosure Type. | 98.5714
51803 | 1336-B007-EAD-FA2 | G | The Allen-Bradley 1336-B007-EAD-FA2 Adjustable Frequency AC Drive operates with a 380/415/460V A Input Voltage, 50/60 Hz, and 3 Phases. The 1336-B007-EAD-FA2 has 13 Amps Out and a NEMA Type 1 (IP20) Enclosure Type. | 98.6239
51804 | 1336-B007-EAD-FA2-L1 | G | The Allen-Bradley 1336-B007-EAD-FA2-L1 Adjustable Frequency AC Drive operates with a 380/415/460V A Input Voltage, 50/60 Hz, and 3 Phases. The 1336-B007-EAD-FA2-L1 has 13 Amps Out and a NEMA Type 1 (IP20) Enclosure Type. | 99.095
51805 | 1336-B007-EAD-FA2-L3 | G | The Allen-Bradley 1336-B007-EAD-FA2-L3 Adjustable Frequency AC Drive operates with a 380/415/460V A Input Voltage, 50/60 Hz, and 3 Phases. The 1336-B007-EAD-FA2-L3 has 13 Amps Out and a NEMA Type 1 (IP20) Enclosure Type. | 98.6607
51807 | 1336-B007-EAD-FA2-L3-S1 | G | The Allen-Bradley 1336-B007-EAD-FA2-L3-S1 Adjustable Frequency AC Drive operates with a 380/415/460V A Input Voltage, 50/60 Hz, and 3 Phases. The 1336-B007-EAD-FA2-L3-S1 has 13 Amps Out and a NEMA Type 1 (IP20) Enclosure Type. | 97.7974
51799 | 1336-B007-EAD-L1 | G | The Allen-Bradley 1336-B007-EAD-L1 Adjustable Frequency AC Drive operates with a 380/415/460V A Input Voltage, 50/60 Hz, and 3 Phases. The 1336-B007-EAD-L1 has 13 Amps Out and a NEMA Type 1 (IP20) Enclosure Type. | 99.061
51800 | 1336-B007-EAD-L2 | G | The Allen-Bradley 1336-B007-EAD-L2 Adjustable Frequency AC Drive operates with a 380/415/460V A Input Voltage, 50/60 Hz, and 3 Phases. The 1336-B007-EAD-L2 has 13 Amps Out and a NEMA Type 1 (IP20) Enclosure Type. | 99.061
51801 | 1336-B007-EAD-L3 | G | The Allen-Bradley 1336-B007-EAD-L3 Adjustable Frequency AC Drive operates with a 380/415/460V A Input Voltage, 50/60 Hz, and 3 Phases. The 1336-B007-EAD-L3 has 13 Amps Out and a NEMA Type 1 (IP20) Enclosure Type. | 98.5915
51802 | 1336-B007-EAD-S1 | G | The Allen-Bradley 1336-B007-EAD-S1 Adjustable Frequency AC Drive operates with a 380/415/460V A Input Voltage, 50/60 Hz, and 3 Phases. The 1336-B007-EAD-S1 has 13 Amps Out and a NEMA Type 1 (IP20) Enclosure Type. | 98.5915
51806 | 1336-B007-EAD-S1-FA2 | G | The Allen-Bradley 1336-B007-EAD-S1-FA2 Adjustable Frequency AC Drive operates with a 380/415/460V A Input Voltage, 50/60 Hz, and 3 Phases. The 1336-B007-EAD-S1-FA2 has 13 Amps Out and a NEMA Type 1 (IP20) Enclosure Type. | 97.2477
51815 | 1336-B007-ECD | G | The Allen-Bradley 1336-B007-ECD Adjustable Frequency AC Drive operates with a 380/415/460V A Input Voltage, 50/60 Hz, and 3 Phases. The 1336-B007-ECD has 13 Amps Out and a NEMA Type 4 (IP56) Enclosure Type. | 98.5507
51816 | 1336-B007-ECD-FC3-L3 | G | <p>The Allen-Bradley 1336-B007-ECD-FC3-L3 Adjustable Frequency AC Drive operates with a 380/415/460V A Input Voltage, 50/60 Hz, and 3 Phases. The 1336-B007-ECD-FC3-L3 has 13 Amps Out and a NEMA Type 4 (IP56) Enclosure Type.</p> | 96.6592
51818 | 1336-B007-EJD | G | The Allen-Bradley 1336-B007-EJD Adjustable Frequency AC Drive operates with a 380/415/460V A Input Voltage, 50/60 Hz, and 3 Phases. The 1336-B007-EJD has 13 Amps Out and a NEMA Type 12 (IP54) Enclosure Type. | 97.5962
51808 | 1336-B007-EOD | G | <p>The Allen-Bradley 1336-B007-E0D Adjustable Frequency AC Drive operates with a 380/415/460V A Input Voltage, 50/60 Hz, and 3 Phases. The 1336-B007-EOD has 13 Amps Out and a Open style (IP00) Enclosure Type.</p> | 99.5305
51812 | 1336-B007-EOD-FA2-L3 | G | <p>The Allen-Bradley 1336-B007-E0D-FA2-L3 Adjustable Frequency AC Drive operates with a 380/415/460V A Input Voltage, 50/60 Hz, and 3 Phases. The 1336-B007-EOD-FA2-L3 has 13 Amps Out and a Open style (IP00) Enclosure Type.</p> | 98.6784
51809 | 1336-B007-EOD-L1 | G | <p>The Allen-Bradley 1336-B007-E0D-L1 Adjustable Frequency AC Drive operates with a 380/415/460V A Input Voltage, 50/60 Hz, and 3 Phases. The 1336-B007-EOD-L1 has 13 Amps Out and a Open style (IP00) Enclosure Type.</p> | 98.6486
51810 | 1336-B007-EOD-L3 | G | The Allen-Bradley 1336-B007-E0D-L3 Adjustable Frequency AC Drive operates with a 380/415/460V A Input Voltage, 50/60 Hz, and 3 Phases. The 1336-B007-EOD-L3 has 13 Amps Out and a Open style (IP00) Enclosure Type. | 98.5849
51811 | 1336-B007-EOD-L3-S1 | G | <p>The Allen-Bradley 1336-B007-E0D-L3-S1 Adjustable Frequency AC Drive operates with a 380/415/460V A Input Voltage, 50/60 Hz, and 3 Phases. The 1336-B007-EOD-L3-S1 has 13 Amps Out and a Open style (IP00) Enclosure Type.</p> | 98.6667
51822 | 1336-B010-EAD | G | The Allen-Bradley 1336-B010-EAD Adjustable Frequency AC Drive operates with a 380/415/460V A Input Voltage, 50/60 Hz, and 3 Phases. The 1336-B010-EAD has 17 Amps Out and a NEMA Type 1 (IP20) Enclosure Type. | 98.5714
51824 | 1336-B010-EAD-FA2 | G | The Allen-Bradley 1336-B010-EAD-FA2 Adjustable Frequency AC Drive operates with a 380/415/460V A Input Voltage, 50/60 Hz, and 3 Phases. The 1336-B010-EAD-FA2 has 17 Amps Out and a NEMA Type 1 (IP20) Enclosure Type. | 98.6239
51826 | 1336-B010-EAD-FA2-L1 | G | The Allen-Bradley 1336-B010-EAD-FA2-L1 Adjustable Frequency AC Drive operates with a 380/415/460V A Input Voltage, 50/60 Hz, and 3 Phases. The 1336-B010-EAD-FA2-L1 has 17 Amps Out and a NEMA Type 1 (IP20) Enclosure Type. | 99.095
51827 | 1336-B010-EAD-FA2-L3 | G | The Allen-Bradley 1336-B010-EAD-FA2-L3 Adjustable Frequency AC Drive operates with a 380/415/460V A Input Voltage, 50/60 Hz, and 3 Phases. The 1336-B010-EAD-FA2-L3 has 17 Amps Out and a NEMA Type 1 (IP20) Enclosure Type. | 97.2851
51823 | 1336-B010-EAD-L3 | G | The Allen-Bradley 1336-B010-EAD-L3 Adjustable Frequency AC Drive operates with a 380/415/460V A Input Voltage, 50/60 Hz, and 3 Phases. The 1336-B010-EAD-L3 has 17 Amps Out and a NEMA Type 1 (IP20) Enclosure Type. | 98.6111
51825 | 1336-B010-EAD-L3-S1 | G | The Allen-Bradley 1336-B010-EAD-L3-S1 Adjustable Frequency AC Drive operates with a 380/415/460V A Input Voltage, 50/60 Hz, and 3 Phases. The 1336-B010-EAD-L3-S1 has 17 Amps Out and a NEMA Type 1 (IP20) Enclosure Type. | 98.6111
51829 | 1336-B010-EAD-S1 | G | The Allen-Bradley 1336-B010-EAD-S1 Adjustable Frequency AC Drive operates with a 380/415/460V A Input Voltage, 50/60 Hz, and 3 Phases. The 1336-B010-EAD-S1 has 17 Amps Out and a NEMA Type 1 (IP20) Enclosure Type. | 97.1831
51840 | 1336-B010-ECD | G | The Allen-Bradley 1336-B010-ECD Adjustable Frequency AC Drive operates with a 380/415/460V A Input Voltage, 50/60 Hz, and 3 Phases. The 1336-B010-ECD has 17 Amps Out and a NEMA Type 4 (IP56) Enclosure Type. | 97.1014
51841 | 1336-B010-ECD-FC3-L3 | G | The Allen-Bradley 1336-B010-ECD-FC3-L3 Adjustable Frequency AC Drive operates with a 380/415/460V A Input Voltage, 50/60 Hz, and 3 Phases. The 1336-B010-ECD-FC3-L3 has 17 Amps Out and a NEMA Type 4 (IP56) Enclosure Type. | 96.8326
51830 | 1336-B010-EOD | G | The Allen-Bradley 1336-B010-E0D Adjustable Frequency AC Drive operates with a 380/415/460V A Input Voltage, 50/60 Hz, and 3 Phases. The 1336-B010-EOD has 17 Amps Out and a Open style (IP00) Enclosure Type. | 98.5646
51833 | 1336-B010-EOD-FA2 | G | <p>The Allen-Bradley 1336-B010-E0D-FA2 Adjustable Frequency AC Drive operates with a 380/415/460V A Input Voltage, 50/60 Hz, and 3 Phases. The 1336-B010-EOD-FA2 has 17 Amps Out and a Open style (IP00) Enclosure Type.</p> | 98.6607
51835 | 1336-B010-EOD-FA2-L1 | G | <p>The Allen-Bradley 1336-B010-E0D-FA2-L1 Adjustable Frequency AC Drive operates with a 380/415/460V A Input Voltage, 50/60 Hz, and 3 Phases. The 1336-B010-EOD-FA2-L1 has 17 Amps Out and a Open style (IP00) Enclosure Type.</p> | 99.1189
51836 | 1336-B010-EOD-FA2-L2 | G | <p>The Allen-Bradley 1336-B010-E0D-FA2-L2 Adjustable Frequency AC Drive operates with a 380/415/460V A Input Voltage, 50/60 Hz, and 3 Phases. The 1336-B010-EOD-FA2-L2 has 17 Amps Out and a Open style (IP00) Enclosure Type.</p> | 99.1189
51837 | 1336-B010-EOD-FA2-L3 | G | <p>The Allen-Bradley 1336-B010-E0D-FA2-L3 Adjustable Frequency AC Drive operates with a 380/415/460V A Input Voltage, 50/60 Hz, and 3 Phases. The 1336-B010-EOD-FA2-L3 has 17 Amps Out and a Open style (IP00) Enclosure Type.</p> | 98.6957
51838 | 1336-B010-EOD-FA2-L3-S1 | G | <p>The Allen-Bradley 1336-B010-E0D-FA2-L3-S1 Adjustable Frequency AC Drive operates with a 380/415/460V A Input Voltage, 50/60 Hz, and 3 Phases. The 1336-B010-EOD-FA2-L3-S1 has 17 Amps Out and a Open style (IP00) Enclosure Type.</p> | 96.9957
51831 | 1336-B010-EOD-L1 | G | <p>The Allen-Bradley 1336-B010-E0D-L1 Adjustable Frequency AC Drive operates with a 380/415/460V A Input Voltage, 50/60 Hz, and 3 Phases. The 1336-B010-EOD-L1 has 17 Amps Out and a Open style (IP00) Enclosure Type.</p> | 98.6486
51832 | 1336-B010-EOD-L3 | G | The Allen-Bradley 1336-B010-E0D-L3 Adjustable Frequency AC Drive operates with a 380/415/460V A Input Voltage, 50/60 Hz, and 3 Phases. The 1336-B010-EOD-L3 has 17 Amps Out and a Open style (IP00) Enclosure Type. | 96.6981
51834 | 1336-B010-EOD-L3-S1 | G | <p>The Allen-Bradley 1336-B010-E0D-L3-S1 Adjustable Frequency AC Drive operates with a 380/415/460V A Input Voltage, 50/60 Hz, and 3 Phases. The 1336-B010-EOD-L3-S1 has 17 Amps Out and a Open style (IP00) Enclosure Type.</p> | 98.2533
51851 | 1336-B015-E0E | G | The Allen-Bradley 1336-B015-E0E Adjustable Frequency AC Drive operates with a 380/415/460V A Input Voltage, 50/60 Hz, and 3 Phases. The 1336-B015-E0E has 25 Amps Out and a Open style (IP00) Enclosure Type. | 98.5646
51853 | 1336-B015-E0E-FA2-L3 | G | The Allen-Bradley 1336-B015-E0E-FA2-L3 Adjustable Frequency AC Drive operates with a 380/415/460V A Input Voltage, 50/60 Hz, and 3 Phases. The 1336-B015-E0E-FA2-L3 has 25 Amps Out and a Open style (IP00) Enclosure Type. | 97.2727
51854 | 1336-B015-E0E-FA2-L3-S1 | G | <p>The Allen-Bradley 1336-B015-E0E-FA2-L3-S1 Adjustable Frequency AC Drive operates with a 380/415/460V A Input Voltage, 50/60 Hz, and 3 Phases. The 1336-B015-E0E-FA2-L3-S1 has 25 Amps Out and a Open style (IP00) Enclosure Type.</p> | 96.9957
51852 | 1336-B015-E0E-L3 | G | The Allen-Bradley 1336-B015-E0E-L3 Adjustable Frequency AC Drive operates with a 380/415/460V A Input Voltage, 50/60 Hz, and 3 Phases. The 1336-B015-E0E-L3 has 25 Amps Out and a Open style (IP00) Enclosure Type. | 98.1481
51844 | 1336-B015-EAE | G | The Allen-Bradley 1336-B015-EAE Adjustable Frequency AC Drive operates with a 380/415/460V A Input Voltage, 50/60 Hz, and 3 Phases. The 1336-B015-EAE has 25 Amps Out and a NEMA Type 1 (IP20) Enclosure Type. | 98.5714
51850 | 1336-B015-EAE-FA2 | G | The Allen-Bradley 1336-B015-EAE-FA2 Adjustable Frequency AC Drive operates with a 380/415/460V A Input Voltage, 50/60 Hz, and 3 Phases. The 1336-B015-EAE-FA2 has 25 Amps Out and a NEMA Type 1 (IP20) Enclosure Type. | 97.2093
51847 | 1336-B015-EAE-FA2-L3 | G | The Allen-Bradley 1336-B015-EAE-FA2-L3 Adjustable Frequency AC Drive operates with a 380/415/460V A Input Voltage, 50/60 Hz, and 3 Phases. The 1336-B015-EAE-FA2-L3 has 25 Amps Out and a NEMA Type 1 (IP20) Enclosure Type. | 98.6607
51848 | 1336-B015-EAE-FA2-L3-S1 | G | The Allen-Bradley 1336-B015-EAE-FA2-L3-S1 Adjustable Frequency AC Drive operates with a 380/415/460V A Input Voltage, 50/60 Hz, and 3 Phases. The 1336-B015-EAE-FA2-L3-S1 has 25 Amps Out and a NEMA Type 1 (IP20) Enclosure Type. | 97.3568
51849 | 1336-B015-EAE-L3 | G | The Allen-Bradley 1336-B015-EAE-L3 Adjustable Frequency AC Drive operates with a 380/415/460V A Input Voltage, 50/60 Hz, and 3 Phases. The 1336-B015-EAE-L3 has 25 Amps Out and a NEMA Type 1 (IP20) Enclosure Type. | 97.6636
51846 | 1336-B015-EAE-L3-S1 | G | The Allen-Bradley 1336-B015-EAE-L3-S1 Adjustable Frequency AC Drive operates with a 380/415/460V A Input Voltage, 50/60 Hz, and 3 Phases. The 1336-B015-EAE-L3-S1 has 25 Amps Out and a NEMA Type 1 (IP20) Enclosure Type. | 98.6111
51845 | 1336-B015-EAE-S1 | G | The Allen-Bradley 1336-B015-EAE-S1 Adjustable Frequency AC Drive operates with a 380/415/460V A Input Voltage, 50/60 Hz, and 3 Phases. The 1336-B015-EAE-S1 has 25 Amps Out and a NEMA Type 1 (IP20) Enclosure Type. | 98.6111
51855 | 1336-B015-ECE | G | The Allen-Bradley 1336-B015-ECE Adjustable Frequency AC Drive operates with a 380/415/460V A Input Voltage, 50/60 Hz, and 3 Phases. The 1336-B015-ECE has 25 Amps Out and a NEMA Type 4 (IP56) Enclosure Type. | 98.5714
51856 | 1336-B015-ECE-L3 | G | The Allen-Bradley 1336-B015-ECE-L3 Adjustable Frequency AC Drive operates with a 380/415/460V A Input Voltage, 50/60 Hz, and 3 Phases. The 1336-B015-ECE-L3 has 25 Amps Out and a NEMA Type 4 (IP56) Enclosure Type. | 95.7143
51857 | 1336-B020-E0E | G | The Allen-Bradley 1336-B020-E0E Adjustable Frequency AC Drive operates with a 380/415/460V A Input Voltage, 50/60 Hz, and 3 Phases. The 1336-B020-E0E has 33 Amps Out and a Open style (IP00) Enclosure Type. | 97.0874
51861 | 1336-B020-E0E-FA2-L3 | G | The Allen-Bradley 1336-B020-E0E-FA2-L3 Adjustable Frequency AC Drive operates with a 380/415/460V A Input Voltage, 50/60 Hz, and 3 Phases. The 1336-B020-E0E-FA2-L3 has 33 Amps Out and a Open style (IP00) Enclosure Type. | 97.2727
51864 | 1336-B020-EAE | G | The Allen-Bradley 1336-B020-EAE Adjustable Frequency AC Drive operates with a 380/415/460V A Input Voltage, 50/60 Hz, and 3 Phases. The 1336-B020-EAE has 33 Amps Out and a NEMA Type 1 (IP20) Enclosure Type. | 98.5714
51865 | 1336-B020-EAE-FA2 | G | The Allen-Bradley 1336-B020-EAE-FA2 Adjustable Frequency AC Drive operates with a 380/415/460V A Input Voltage, 50/60 Hz, and 3 Phases. The 1336-B020-EAE-FA2 has 33 Amps Out and a NEMA Type 1 (IP20) Enclosure Type. | 98.6239
51866 | 1336-B020-EAE-FA2-L1 | G | The Allen-Bradley 1336-B020-EAE-FA2-L1 Adjustable Frequency AC Drive operates with a 380/415/460V A Input Voltage, 50/60 Hz, and 3 Phases. The 1336-B020-EAE-FA2-L1 has 33 Amps Out and a NEMA Type 1 (IP20) Enclosure Type. | 99.095
51867 | 1336-B020-EAE-FA2-L3 | G | The Allen-Bradley 1336-B020-EAE-FA2-L3 Adjustable Frequency AC Drive operates with a 380/415/460V A Input Voltage, 50/60 Hz, and 3 Phases. The 1336-B020-EAE-FA2-L3 has 33 Amps Out and a NEMA Type 1 (IP20) Enclosure Type. | 98.6607
51868 | 1336-B020-EAE-FA2-L3-S1 | G | The Allen-Bradley 1336-B020-EAE-FA2-L3-S1 Adjustable Frequency AC Drive operates with a 380/415/460V A Input Voltage, 50/60 Hz, and 3 Phases. The 1336-B020-EAE-FA2-L3-S1 has 33 Amps Out and a NEMA Type 1 (IP20) Enclosure Type. | 96.8182
51869 | 1336-B020-EAE-S1 | G | The Allen-Bradley 1336-B020-EAE-S1 Adjustable Frequency AC Drive operates with a 380/415/460V A Input Voltage, 50/60 Hz, and 3 Phases. The 1336-B020-EAE-S1 has 33 Amps Out and a NEMA Type 1 (IP20) Enclosure Type. | 97.1831
51862 | 1336-B020-EJE | G | The Allen-Bradley 1336-B020-EJE Adjustable Frequency AC Drive operates with a 380/415/460V A Input Voltage, 50/60 Hz, and 3 Phases. The 1336-B020-EJE has 33 Amps Out and a NEMA Type 12 (IP54) Enclosure Type. | 98.5782
51863 | 1336-B020-EJE-L3 | G | The Allen-Bradley 1336-B020-EJE-L3 Adjustable Frequency AC Drive operates with a 380/415/460V A Input Voltage, 50/60 Hz, and 3 Phases. The 1336-B020-EJE-L3 has 33 Amps Out and a NEMA Type 12 (IP54) Enclosure Type. | 96.4371
51872 | 1336-B025-EAF | G | The Allen-Bradley 1336-B025-EAF Adjustable Frequency AC Drive operates with a 380/415/460V A Input Voltage, 50/60 Hz, and 3 Phases. The 1336-B025-EAF has 41 Amps Out and a NEMA Type 1 (IP20) Enclosure Type. | 98.5714
51874 | 1336-B025-EAF-FA2-L3 | G | The Allen-Bradley 1336-B025-EAF-FA2-L3 Adjustable Frequency AC Drive operates with a 380/415/460V A Input Voltage, 50/60 Hz, and 3 Phases. The 1336-B025-EAF-FA2-L3 has 41 Amps Out and a NEMA Type 1 (IP20) Enclosure Type. | 96.861
51873 | 1336-B025-EAF-S1 | G | The Allen-Bradley 1336-B025-EAF-S1 Adjustable Frequency AC Drive operates with a 380/415/460V A Input Voltage, 50/60 Hz, and 3 Phases. The 1336-B025-EAF-S1 has 41 Amps Out and a NEMA Type 1 (IP20) Enclosure Type. | 97.6526
51875 | 1336-B025-EAF-S1-HJP-L1 | G | The Allen-Bradley 1336-B025-EAF-S1-HJP-L1 Adjustable Frequency AC Drive operates with a 380/415/460V A Input Voltage, 50/60 Hz, and 3 Phases. The 1336-B025-EAF-S1-HJP-L1 has 41 Amps Out and a NEMA Type 1 (IP20) Enclosure Type. | 97.7974
51883 | 1336-B025-ECF | G | The Allen-Bradley 1336-B025-ECF Adjustable Frequency AC Drive operates with a 380/415/460V A Input Voltage, 50/60 Hz, and 3 Phases. The 1336-B025-ECF has 41 Amps Out and a NEMA Type 4 (IP56) Enclosure Type. | 97.5845
51884 | 1336-B025-ECF-FC3-L3 | G | The Allen-Bradley 1336-B025-ECF-FC3-L3 Adjustable Frequency AC Drive operates with a 380/415/460V A Input Voltage, 50/60 Hz, and 3 Phases. The 1336-B025-ECF-FC3-L3 has 41 Amps Out and a NEMA Type 4 (IP56) Enclosure Type. | 96.4286
51877 | 1336-B025-EOF | G | The Allen-Bradley 1336-B025-E0F Adjustable Frequency AC Drive operates with a 380/415/460V A Input Voltage, 50/60 Hz, and 3 Phases. The 1336-B025-EOF has 41 Amps Out and a Open style (IP00) Enclosure Type. | 97.0874
51879 | 1336-B025-EOF-FA2-L3 | G | The Allen-Bradley 1336-B025-E0F-FA2-L3 Adjustable Frequency AC Drive operates with a 380/415/460V A Input Voltage, 50/60 Hz, and 3 Phases. The 1336-B025-EOF-FA2-L3 has 41 Amps Out and a Open style (IP00) Enclosure Type. | 97.2727
51882 | 1336-B025-EOF-FA2-L3-S1 | G | <p>The Allen-Bradley 1336-B025-E0F-FA2-L3-S1 Adjustable Frequency AC Drive operates with a 380/415/460V A Input Voltage, 50/60 Hz, and 3 Phases. The 1336-B025-EOF-FA2-L3-S1 has 41 Amps Out and a Open style (IP00) Enclosure Type.</p> | 95.4248
51880 | 1336-B025-EOF-L2 | G | <p>The Allen-Bradley 1336-B025-E0F-L2 Adjustable Frequency AC Drive operates with a 380/415/460V A Input Voltage, 50/60 Hz, and 3 Phases. The 1336-B025-EOF-L2 has 41 Amps Out and a Open style (IP00) Enclosure Type.</p> | 96.0177
51885 | 1336-B030-E0F | G | The Allen-Bradley 1336-B030-E0F Adjustable Frequency AC Drive operates with a 380/415/460V A Input Voltage, 50/60 Hz, and 3 Phases. The 1336-B030-E0F has 48 Amps Out and a Open style (IP00) Enclosure Type. | 97.0874
51889 | 1336-B030-E0F-FA2-L3 | G | The Allen-Bradley 1336-B030-E0F-FA2-L3 Adjustable Frequency AC Drive operates with a 380/415/460V A Input Voltage, 50/60 Hz, and 3 Phases. The 1336-B030-E0F-FA2-L3 has 48 Amps Out and a Open style (IP00) Enclosure Type. | 95.2381
51886 | 1336-B030-E0F-FA2-L3-S1 | G | The Allen-Bradley 1336-B030-E0F-FA2-L3-S1 Adjustable Frequency AC Drive operates with a 380/415/460V A Input Voltage, 50/60 Hz, and 3 Phases. The 1336-B030-E0F-FA2-L3-S1 has 48 Amps Out and a Open style (IP00) Enclosure Type. | 98.6547
51890 | 1336-B030-EAF | G | The Allen-Bradley 1336-B030-EAF Adjustable Frequency AC Drive operates with a 380/415/460V A Input Voltage, 50/60 Hz, and 3 Phases. The 1336-B030-EAF has 48 Amps Out and a NEMA Type 1 (IP20) Enclosure Type. | 98.5714
51892 | 1336-B030-EAF-FA2 | G | The Allen-Bradley 1336-B030-EAF-FA2 Adjustable Frequency AC Drive operates with a 380/415/460V A Input Voltage, 50/60 Hz, and 3 Phases. The 1336-B030-EAF-FA2 has 48 Amps Out and a NEMA Type 1 (IP20) Enclosure Type. | 98.6239
51893 | 1336-B030-EAF-FA2-L3 | G | The Allen-Bradley 1336-B030-EAF-FA2-L3 Adjustable Frequency AC Drive operates with a 380/415/460V A Input Voltage, 50/60 Hz, and 3 Phases. The 1336-B030-EAF-FA2-L3 has 48 Amps Out and a NEMA Type 1 (IP20) Enclosure Type. | 97.2851
51891 | 1336-B030-EAF-S1 | G | The Allen-Bradley 1336-B030-EAF-S1 Adjustable Frequency AC Drive operates with a 380/415/460V A Input Voltage, 50/60 Hz, and 3 Phases. The 1336-B030-EAF-S1 has 48 Amps Out and a NEMA Type 1 (IP20) Enclosure Type. | 97.6636
51896 | 1336-B030-ECF | G | The Allen-Bradley 1336-B030-ECF Adjustable Frequency AC Drive operates with a 380/415/460V A Input Voltage, 50/60 Hz, and 3 Phases. The 1336-B030-ECF has 48 Amps Out and a NEMA Type 4 (IP56) Enclosure Type. | 95.3917
51901 | 1336-B040-E0G | G | The Allen-Bradley 1336-B040-E0G Adjustable Frequency AC Drive operates with a 380/415/460V A Input Voltage, 50/60 Hz, and 3 Phases. The 1336-B040-E0G has 60 Amps Out and a Open style (IP00) Enclosure Type. | 98.0583
51903 | 1336-B040-E0G-L3 | G | <p>The Allen-Bradley 1336-B040-E0G-L3 Adjustable Frequency AC Drive operates with a 380/415/460V A Input Voltage, 50/60 Hz, and 3 Phases. The 1336-B040-E0G-L3 has 60 Amps Out and a Open style (IP00) Enclosure Type.</p> | 97.7273
51902 | 1336-B040-E0G-L3-S1 | G | <p>The Allen-Bradley 1336-B040-E0G-L3-S1 Adjustable Frequency AC Drive operates with a 380/415/460V A Input Voltage, 50/60 Hz, and 3 Phases. The 1336-B040-E0G-L3-S1 has 60 Amps Out and a Open style (IP00) Enclosure Type.</p> | 98.6486
51898 | 1336-B040-EAG | G | The Allen-Bradley 1336-B040-EAG Adjustable Frequency AC Drive operates with a 380/415/460V A Input Voltage, 50/60 Hz, and 3 Phases. The 1336-B040-EAG has 60 Amps Out and a NEMA Type 1 (IP20) Enclosure Type. | 98.5714
65071 | 1336-B040-EAG-FA2 | G | <p>The&nbsp;1336-B040-EAG-FA2 is an 1336 drive by Allen Bradley. It supports more than 17 different drive variables.</p>
51900 | 1336-B040-EAG-FA2-L3 | G | The Allen-Bradley 1336-B040-EAG-FA2-L3 Adjustable Frequency AC Drive operates with a 380/415/460V A Input Voltage, 50/60 Hz, and 3 Phases. The 1336-B040-EAG-FA2-L3 has 60 Amps Out and a NEMA Type 1 (IP20) Enclosure Type. | 97.2851
51899 | 1336-B040-EAG-S1 | G | The Allen-Bradley 1336-B040-EAG-S1 Adjustable Frequency AC Drive operates with a 380/415/460V A Input Voltage, 50/60 Hz, and 3 Phases. The 1336-B040-EAG-S1 has 60 Amps Out and a NEMA Type 1 (IP20) Enclosure Type. | 96.6667
51905 | 1336-B050-E0G | G | The Allen-Bradley 1336-B050-E0G Adjustable Frequency AC Drive operates with a 380/415/460V A Input Voltage, 50/60 Hz, and 3 Phases. The 1336-B050-E0G has 75 Amps Out and a Open style (IP00) Enclosure Type. | 96.1165
51909 | 1336-B050-EAG | G | The Allen-Bradley 1336-B050-EAG Adjustable Frequency AC Drive operates with a 380/415/460V A Input Voltage, 50/60 Hz, and 3 Phases. The 1336-B050-EAG has 75 Amps Out and a NEMA Type 1 (IP20) Enclosure Type. | 97.3494
51911 | 1336-B050-EAG-FA2-L2 | G | The Allen-Bradley 1336-B050-EAG-FA2-L2 Adjustable Frequency AC Drive operates with a 380/415/460V A Input Voltage, 50/60 Hz, and 3 Phases. The 1336-B050-EAG-FA2-L2 has 75 Amps Out and a NEMA Type 1 (IP20) Enclosure Type. | 95.4751
58292 | 1336E-A007-AA-EN-GM1-HA1-L9E | G | <p>This 1336 PLUS II Adjustable Frequency AC drive is a 200-240VAC unit with 5.5 (7.5) kilowatts(horsepower) and has a(n) NEMA 1 (IP20) enclosure. This unit is in the English/English language.</p> | 96.4286
58247 | 1336E-A007-AA-EN-HA1-L9E | G | <p>This 1336 PLUS II Adjustable Frequency AC drive is a 200-240VAC unit with 5.5 (7.5) kilowatts(horsepower) and has a(n) NEMA 1 (IP20) enclosure. This unit is in the English/English language.</p> | 100
58205 | 1336E-A007-AA-EN-HA2 | G | <p>This 1336 PLUS II Adjustable Frequency AC drive is a 200-240VAC unit with 5.5 (7.5) kilowatts(horsepower) and has a(n) NEMA 1 (IP20) enclosure. This unit is in the English/English language.</p> | 100
58158 | 1336E-A007-AN-EN | G | <p>This 1336 PLUS II Adjustable Frequency AC drive is a 200-240VAC unit with 5.5 (7.5) kilowatts(horsepower) and has a(n) Open (IP00) enclosure. This unit is in the English/English language.</p> | 97.4227
58157 | 1336E-A010-AA-EN | G | <p>This 1336 PLUS II Adjustable Frequency AC drive is a 200-240VAC unit with 7.5 (10) kilowatts(horsepower) and has a(n) NEMA 1 (IP20) enclosure. This unit is in the English/English language.</p> | 98.9899
58221 | 1336E-A010-AE-EN-HA2-L6 | G | <p>This 1336 PLUS II Adjustable Frequency AC drive is a 200-240VAC unit with 7.5 (10) kilowatts(horsepower) and has a(n) NEMA 1 (IP20)/EMC enclosure. This unit is in the English/English language.</p> | 98
58140 | 1336E-A010-AN-EN | G | <p>This 1336 PLUS II Adjustable Frequency AC drive is a 200-240VAC unit with 7.5 (10) kilowatts(horsepower) and has a(n) Open (IP00) enclosure. This unit is in the English/English language.</p> | 98.2005
58156 | 1336E-A015-AA-EN | G | <p>This 1336 PLUS II Adjustable Frequency AC drive is a 200-240VAC unit with 11 (15) kilowatts(horsepower) and has a(n) NEMA 1 (IP20) enclosure. This unit is in the English/English language.</p> | 100
58220 | 1336E-A015-AA-EN-GM1-HA | G | <p>This 1336 PLUS II Adjustable Frequency AC drive is a 200-240VAC unit with 11 (15) kilowatts(horsepower) and has a(n) NEMA 1 (IP20) enclosure. This unit is in the English/English language.</p> | 98.4615
58190 | 1336E-A015-AE-EN-HA2 | G | <p>This 1336 PLUS II Adjustable Frequency AC drive is a 200-240VAC unit with 11 (15) kilowatts(horsepower) and has a(n) NEMA 1 (IP20)/EMC enclosure. This unit is in the English/English language.</p> | 98.9848
58189 | 1336E-A040-AE-EN-HA2 | G | <p>This 1336 PLUS II Adjustable Frequency AC drive is a 200-240VAC unit with 30 (40) kilowatts(horsepower) and has a(n) NEMA 1 (IP20)/EMC enclosure. This unit is in the English/English language.</p> | 98.4925
58188 | 1336E-A100-AE-EN-HA2 | G | <p>This 1336 PLUS II Adjustable Frequency AC drive is a 200-240VAC unit with 75 (100) kilowatts(horsepower) and has a(n) NEMA 1 (IP20)/EMC enclosure. This unit is in the English/English language.</p> | 99.5
15096 | 1336E-AA2 | G | Allen-Bradley 1336 Impact Drive with NEMA 1 (IP20) enclosure
15097 | 1336E-AA3 | G | Allen-Bradley 1336 Impact Drive with NEMA 1 (IP20) enclosure.
15098 | 1336E-AA4 | G | Allen-Bradley 1336 Impact Drive with NEMA 1 (IP20) enclosure.
15099 | 1336E-AA5 | G | Allen-Bradley 1336 Impact Drive with NEMA 1 (IP20) enclosure.
15156 | 1336E-AJA4C | G | Allen Bradley-ASSY,ENCL,STRETCH,NEMA121-10HP,500-575V Adjustable Frequency Drive
58201 | 1336E-AQF10-AA-EN-HA2 | G | <p>This 1336 PLUS II Adjustable Frequency AC drive is a 200-240VAC or 310VDC unit with 0.75 (1) kilowatts(horsepower) and has a(n) NEMA 1 (IP20) enclosure. This unit is in the English/English language.</p> | 97.3621
58161 | 1336E-AQF10-AN-EN | G | <p>This 1336 PLUS II Adjustable Frequency AC drive is a 200-240VAC or 310VDC unit with 0.75 (1) kilowatts(horsepower) and has a(n) Open (IP00) enclosure. This unit is in the English/English language.</p> | 100
58256 | 1336E-AQF10-AN-EN-HA2-L9E | G | <p>This 1336 PLUS II Adjustable Frequency AC drive is a 200-240VAC or 310VDC unit with 0.75 (1) kilowatts(horsepower) and has a(n) Open (IP00) enclosure. This unit is in the English/English language.</p> | 98.7715
58284 | 1336E-AQF15-AE-EN-HA2-L6 | G | <p>This 1336 PLUS II Adjustable Frequency AC drive is a 200-240VAC or 310VDC unit with 1.2 (1.5) kilowatts(horsepower) and has a(n) NEMA 1 (IP20)/EMC enclosure. This unit is in the English/English language.</p> | 95.098
58162 | 1336E-AQF20-AA-EN | G | <p>This 1336 PLUS II Adjustable Frequency AC drive is a 200-240VAC or 310VDC unit with 1.5 (2) kilowatts(horsepower) and has a(n) NEMA 1 (IP20) enclosure. This unit is in the English/English language.</p> | 98.7835
58164 | 1336E-AQF20-AN-EN | G | <p>This 1336 PLUS II Adjustable Frequency AC drive is a 200-240VAC or 310VDC unit with 1.5 (2) kilowatts(horsepower) and has a(n) Open (IP00) enclosure. This unit is in the English/English language.</p> | 98.7715
15100 | 1336E-AQF50-AA-EN | G | Allen-Bradley 1336 Impact Drive with 200-240V AC input voltage and a power rating of 5 horsepower
15101 | 1336E-AQF50-AN-EN | G | Allen-Bradley 1336 Impact Drive with 200-240V AC input voltage and a power rating of 5 horsepower
58280 | 1336E-AQF50-AN-EN-HA2-L8E | G | <p>This 1336 PLUS II Adjustable Frequency AC drive is a 200-240VAC or 310VDC unit with 3.7 (5) kilowatts(horsepower) and has a(n) Open (IP00) enclosure. This unit is in the English/English language.</p> |  | 2
58255 | 1336E-AQF50-AN-EN-HA2-L9E | G | <p>This 1336 PLUS II Adjustable Frequency AC drive is a 200-240VAC or 310VDC unit with 3.7 (5) kilowatts(horsepower) and has a(n) Open (IP00) enclosure. This unit is in the English/English language.</p> | 100
15102 | 1336E-B015-AA-EN | G | Allen-Bradley 1336 Impact Drive with 380-480V AC input voltage and a power rating of 15 horsepower
58187 | 1336E-B015-AA-EN-HA2 | G | <p>This 1336 PLUS II Adjustable Frequency AC drive is a 380-480VAC unit with 11 (15) kilowatts(horsepower) and has a(n) NEMA 1 (IP20) enclosure. This unit is in the English/English language.</p> | 100
58215 | 1336E-B015-AA-EN-HA2-L6 | G | <p>This 1336 PLUS II Adjustable Frequency AC drive is a 380-480VAC unit with 11 (15) kilowatts(horsepower) and has a(n) NEMA 1 (IP20) enclosure. This unit is in the English/English language.</p> | 100
58246 | 1336E-B015-AA-EN-HA2-L7E | G | <p>This 1336 PLUS II Adjustable Frequency AC drive is a 380-480VAC unit with 11 (15) kilowatts(horsepower) and has a(n) NEMA 1 (IP20) enclosure. This unit is in the English/English language.</p> | 98.7212
15103 | 1336E-B015-AA-EN-HA2-L8E | G | Allen-Bradley 1336 Impact Drive with 380-480V AC input voltage and a power rating of 15 horsepower
58191 | 1336E-B015-AA-EN-L8E | G | <p>This 1336 PLUS II Adjustable Frequency AC drive is a 380-480VAC unit with 11 (15) kilowatts(horsepower) and has a(n) NEMA 1 (IP20) enclosure. This unit is in the English/English language.</p> | 100
15104 | 1336E-B015-AE-EN | G | Allen-Bradley 1336 Impact Drive with 380-480V AC input voltage and a power rating of 15 horsepower
63661 | 1336E-B015-AE-EN-HA2 | G
58216 | 1336E-B015-AJ-EN-HJ2-L6 | G | <p>This 1336 PLUS II Adjustable Frequency AC drive is a 380-480VAC unit with 11 (15) kilowatts(horsepower) and has a(n) NEMA 12 (IP54) enclosure. This unit is in the English/English language.</p> | 98.7212
58155 | 1336E-B015-AN-EN | G | <p>This 1336 PLUS II Adjustable Frequency AC drive is a 380-480VAC unit with 11 (15) kilowatts(horsepower) and has a(n) Open (IP00) enclosure. This unit is in the English/English language.</p> | 100
58288 | 1336E-B015-AN-EN-GM1-HA2-L6 | G | <p>This 1336 PLUS II Adjustable Frequency AC drive is a 380-480VAC unit with 11 (15) kilowatts(horsepower) and has a(n) Open (IP00) enclosure. This unit is in the English/English language.</p> | 99.4845
58180 | 1336E-B015-AN-EN-HA2 | G | <p>This 1336 PLUS II Adjustable Frequency AC drive is a 380-480VAC unit with 11 (15) kilowatts(horsepower) and has a(n) Open (IP00) enclosure. This unit is in the English/English language.</p> | 100
15105 | 1336E-B015-AN-EN-HA2-L8E | G | Allen-Bradley 1336 Impact Drive with 380-480V AC input voltage and a power rating of 15 horsepower
58154 | 1336E-B020-AA-EN | G | <p>This 1336 PLUS II Adjustable Frequency AC drive is a 380-480VAC unit with 15 (20) kilowatts(horsepower) and has a(n) NEMA 1 (IP20) enclosure. This unit is in the English/English language.</p> | 100
58287 | 1336E-B020-AA-EN-GM2-HA2-L6 | G | <p>This 1336 PLUS II Adjustable Frequency AC drive is a 380-480VAC unit with 15 (20) kilowatts(horsepower) and has a(n) NEMA 1 (IP20) enclosure. This unit is in the English/English language.</p> | 98.4615
58245 | 1336E-B020-AA-EN-HA2-L9E | G | <p>This 1336 PLUS II Adjustable Frequency AC drive is a 380-480VAC unit with 15 (20) kilowatts(horsepower) and has a(n) NEMA 1 (IP20) enclosure. This unit is in the English/English language.</p> | 100
58186 | 1336E-B020-AA-EN-HAB | G | <p>This 1336 PLUS II Adjustable Frequency AC drive is a 380-480VAC unit with 15 (20) kilowatts(horsepower) and has a(n) NEMA 1 (IP20) enclosure. This unit is in the English/English language.</p> | 100
58185 | 1336E-B020-AA-EN-L8E | G | <p>This 1336 PLUS II Adjustable Frequency AC drive is a 380-480VAC unit with 15 (20) kilowatts(horsepower) and has a(n) NEMA 1 (IP20) enclosure. This unit is in the English/English language.</p> | 100
58178 | 1336E-B020-AE-EN-HA2 | G | <p>This 1336 PLUS II Adjustable Frequency AC drive is a 380-480VAC unit with 15 (20) kilowatts(horsepower) and has a(n) NEMA 1 (IP20)/EMC enclosure. This unit is in the English/English language.</p> | 99
58219 | 1336E-B020-AN-EN-HAP-L4 | G | <p>This 1336 PLUS II Adjustable Frequency AC drive is a 380-480VAC unit with 15 (20) kilowatts(horsepower) and has a(n) Open (IP00) enclosure. This unit is in the English/English language.</p> | 98.9637
58152 | 1336E-B025-AA-EN | G | <p>This 1336 PLUS II Adjustable Frequency AC drive is a 380-480VAC unit with 18.5 (25) kilowatts(horsepower) and has a(n) NEMA 1 (IP20) enclosure. This unit is in the English/English language.</p> | 100
58286 | 1336E-B025-AA-EN-GM1-HA2-L5 | G | <p>This 1336 PLUS II Adjustable Frequency AC drive is a 380-480VAC unit with 18.5 (25) kilowatts(horsepower) and has a(n) NEMA 1 (IP20) enclosure. This unit is in the English/English language.</p> | 98.9796
58181 | 1336E-B025-AE-EN-L9E | G | <p>This 1336 PLUS II Adjustable Frequency AC drive is a 380-480VAC unit with 18.5 (25) kilowatts(horsepower) and has a(n) NEMA 1 (IP20)/EMC enclosure. This unit is in the English/English language.</p> | 99.005
58139 | 1336E-B025-AN-EN | G | <p>This 1336 PLUS II Adjustable Frequency AC drive is a 380-480VAC unit with 18.5 (25) kilowatts(horsepower) and has a(n) Open (IP00) enclosure. This unit is in the English/English language.</p> | 98.9691
58151 | 1336E-B030-AA-EN | G | <p>This 1336 PLUS II Adjustable Frequency AC drive is a 380-480VAC unit with 22 (30) kilowatts(horsepower) and has a(n) NEMA 1 (IP20) enclosure. This unit is in the English/English language.</p> | 100
58299 | 1336E-B030-AA-EN-GM1-HA2-L7E | G | <p>This 1336 PLUS II Adjustable Frequency AC drive is a 380-480VAC unit with 22 (30) kilowatts(horsepower) and has a(n) NEMA 1 (IP20) enclosure. This unit is in the English/English language.</p> |  | 3
58244 | 1336E-B030-AA-EN-HA2-L8E | G | <p>This 1336 PLUS II Adjustable Frequency AC drive is a 380-480VAC unit with 22 (30) kilowatts(horsepower) and has a(n) NEMA 1 (IP20) enclosure. This unit is in the English/English language.</p> | 100
58150 | 1336E-B030-AA-FR | G | <p>This 1336 PLUS II Adjustable Frequency AC drive is a 380-480VAC unit with 22 (30) kilowatts(horsepower) and has a(n) NEMA 1 (IP20) enclosure. This unit is in the English/French language.</p> | 97.6864
58149 | 1336E-B030-AE-EN | G | <p>This 1336 PLUS II Adjustable Frequency AC drive is a 380-480VAC unit with 22 (30) kilowatts(horsepower) and has a(n) NEMA 1 (IP20)/EMC enclosure. This unit is in the English/English language.</p> | 98.9848
58298 | 1336E-B030-AN-EN-GM1-HA2-L7E | G | <p>This 1336 PLUS II Adjustable Frequency AC drive is a 380-480VAC unit with 22 (30) kilowatts(horsepower) and has a(n) Open (IP00) enclosure. This unit is in the English/English language.</p> | 96.9072
58293 | 1336E-B030-AN-EN-GM1-HA2-L9E | G | <p>This 1336 PLUS II Adjustable Frequency AC drive is a 380-480VAC unit with 22 (30) kilowatts(horsepower) and has a(n) Open (IP00) enclosure. This unit is in the English/English language.</p> | 100
58148 | 1336E-B040-AE-EN | G | <p>This 1336 PLUS II Adjustable Frequency AC drive is a 380-480VAC unit with 30 (40) kilowatts(horsepower) and has a(n) NEMA 1 (IP20)/EMC enclosure. This unit is in the English/English language.</p> | 100
58218 | 1336E-B040-AE-EN-HA2-L6 | G | <p>This 1336 PLUS II Adjustable Frequency AC drive is a 380-480VAC unit with 30 (40) kilowatts(horsepower) and has a(n) NEMA 1 (IP20)/EMC enclosure. This unit is in the English/English language.</p> | 100
58230 | 1336E-B040-AE-EN-HA2-L9E | G | <p>This 1336 PLUS II Adjustable Frequency AC drive is a 380-480VAC unit with 30 (40) kilowatts(horsepower) and has a(n) NEMA 1 (IP20)/EMC enclosure. This unit is in the English/English language.</p> | 98.2456
15107 | 1336E-B040-AN-EN | G | Allen-Bradley 1336 Impact Drive with 380-480V AC input voltage and a power rating of 40 horsepower
58176 | 1336E-B040-AN-EN-L6 | G | <p>This 1336 PLUS II Adjustable Frequency AC drive is a 380-480VAC unit with 30 (40) kilowatts(horsepower) and has a(n) Open (IP00) enclosure. This unit is in the English/English language.</p> | 98.9637
58159 | 1336E-B050-AA-EN | G | <p>This 1336 PLUS II Adjustable Frequency AC drive is a 380-480VAC unit with 37 (50) kilowatts(horsepower) and has a(n) NEMA 1 (IP20) enclosure. This unit is in the English/English language.</p> | 100
58297 | 1336E-B050-AA-EN-GM1-HA2-L9E | G | <p>This 1336 PLUS II Adjustable Frequency AC drive is a 380-480VAC unit with 37 (50) kilowatts(horsepower) and has a(n) NEMA 1 (IP20) enclosure. This unit is in the English/English language.</p> | 98.4615
58243 | 1336E-B050-AA-EN-HA2-L8E | G | <p>This 1336 PLUS II Adjustable Frequency AC drive is a 380-480VAC unit with 37 (50) kilowatts(horsepower) and has a(n) NEMA 1 (IP20) enclosure. This unit is in the English/English language.</p> | 100
58225 | 1336E-B050-AA-EN-HA2-L9E | G | <p>This 1336 PLUS II Adjustable Frequency AC drive is a 380-480VAC unit with 37 (50) kilowatts(horsepower) and has a(n) NEMA 1 (IP20) enclosure. This unit is in the English/English language.</p> | 100
58141 | 1336E-B050-AE-EN | G | <p>This 1336 PLUS II Adjustable Frequency AC drive is a 380-480VAC unit with 37 (50) kilowatts(horsepower) and has a(n) NEMA 1 (IP20)/EMC enclosure. This unit is in the English/English language.</p> | 99
15108 | 1336E-B050-AE-EN-HA2-L8E | G | Allen-Bradley 1336 Impact Drive with 380-480V AC input voltage and a power rating of 50 horsepower
58138 | 1336E-B050-AN-EN | G | <p>This 1336 PLUS II Adjustable Frequency AC drive is a 380-480VAC unit with 37 (50) kilowatts(horsepower) and has a(n) Open (IP00) enclosure. This unit is in the English/English language.</p> | 100
58242 | 1336E-B050-AN-EN-GM1-L8E | G | <p>This 1336 PLUS II Adjustable Frequency AC drive is a 380-480VAC unit with 37 (50) kilowatts(horsepower) and has a(n) Open (IP00) enclosure. This unit is in the English/English language.</p> | 98.708
58241 | 1336E-B050-AN-EN-GM1-LSE | G | <p>This 1336 PLUS II Adjustable Frequency AC drive is a 380-480VAC unit with 37 (50) kilowatts(horsepower) and has a(n) Open (IP00) enclosure. This unit is in the English/English language.</p> | 100
58240 | 1336E-B050-AN-EN-GM5-L8E | G | <p>This 1336 PLUS II Adjustable Frequency AC drive is a 380-480VAC unit with 37 (50) kilowatts(horsepower) and has a(n) Open (IP00) enclosure. This unit is in the English/English language.</p> | 100
58213 | 1336E-B050-AN-EN-HAP-L6 | G | <p>This 1336 PLUS II Adjustable Frequency AC drive is a 380-480VAC unit with 37 (50) kilowatts(horsepower) and has a(n) Open (IP00) enclosure. This unit is in the English/English language.</p> | 100
58227 | 1336E-B050-AN-EN-L8E-GM5 | G | <p>This 1336 PLUS II Adjustable Frequency AC drive is a 380-480VAC unit with 37 (50) kilowatts(horsepower) and has a(n) Open (IP00) enclosure. This unit is in the English/English language.</p> | 100
58239 | 1336E-B060-AA-EN-HA1-L9E | G | <p>This 1336 PLUS II Adjustable Frequency AC drive is a 380-480VAC unit with 45 (60) kilowatts(horsepower) and has a(n) NEMA 1 (IP20) enclosure. This unit is in the English/English language.</p> | 98.9744
58212 | 1336E-B060-AA-EN-HA2-L6 | G | <p>This 1336 PLUS II Adjustable Frequency AC drive is a 380-480VAC unit with 45 (60) kilowatts(horsepower) and has a(n) NEMA 1 (IP20) enclosure. This unit is in the English/English language.</p> | 100
15109 | 1336E-B060-AA-EN-HA2-L8E | G | Allen-Bradley 1336 Impact Drive with 380-480V AC input voltage and a power rating of 60 horsepower
58184 | 1336E-B060-AA-EN-HAP | G | <p>This 1336 PLUS II Adjustable Frequency AC drive is a 380-480VAC unit with 45 (60) kilowatts(horsepower) and has a(n) NEMA 1 (IP20) enclosure. This unit is in the English/English language.</p> | 100
58147 | 1336E-B060-AE-EN | G | <p>This 1336 PLUS II Adjustable Frequency AC drive is a 380-480VAC unit with 45 (60) kilowatts(horsepower) and has a(n) NEMA 1 (IP20)/EMC enclosure. This unit is in the English/English language.</p> | 100
58182 | 1336E-B060-AE-EN-HA2 | G | <p>This 1336 PLUS II Adjustable Frequency AC drive is a 380-480VAC unit with 45 (60) kilowatts(horsepower) and has a(n) NEMA 1 (IP20)/EMC enclosure. This unit is in the English/English language.</p> | 98.9848
15110 | 1336E-B060-AE-EN-HA2-L8E | G | Allen-Bradley 1336 Impact Drive with 380-480V AC input voltage and a power rating of 60 horsepower
58224 | 1336E-B060-AN-EN-HA2-L9E | G | <p>This 1336 PLUS II Adjustable Frequency AC drive is a 380-480VAC unit with 45 (60) kilowatts(horsepower) and has a(n) Open (IP00) enclosure. This unit is in the English/English language.</p> | 98.708
58175 | 1336E-B060-AN-EN-L6 | G | <p>This 1336 PLUS II Adjustable Frequency AC drive is a 380-480VAC unit with 45 (60) kilowatts(horsepower) and has a(n) Open (IP00) enclosure. This unit is in the English/English language.</p> | 100
58183 | 1336E-B060-AN-EN-L8E | G | <p>This 1336 PLUS II Adjustable Frequency AC drive is a 380-480VAC unit with 45 (60) kilowatts(horsepower) and has a(n) Open (IP00) enclosure. This unit is in the English/English language.</p> | 100
58291 | 1336E-B075-AA-EN-GM1-HA2-L9E | G | <p>This 1336 PLUS II Adjustable Frequency AC drive is a 380-480VAC unit with 56 (75) kilowatts(horsepower) and has a(n) NEMA 1 (IP20) enclosure. This unit is in the English/English language.</p> | 98.4615
58217 | 1336E-B075-AE-EN-HA2-L6 | G | <p>This 1336 PLUS II Adjustable Frequency AC drive is a 380-480VAC unit with 56 (75) kilowatts(horsepower) and has a(n) NEMA 1 (IP20)/EMC enclosure. This unit is in the English/English language.</p> | 98.9848
15111 | 1336E-B075-AN-EN | G | Allen-Bradley 1336 Impact Drive with 380-480V AC input voltage and a power rating of 75 horsepower
58226 | 1336E-B075-AN-EN-HA2-L7E | G | <p>This 1336 PLUS II Adjustable Frequency AC drive is a 380-480VAC unit with 56 (75) kilowatts(horsepower) and has a(n) Open (IP00) enclosure. This unit is in the English/English language.</p> | 98.4456
58214 | 1336E-B100-AA-EN-HA2-L6 | G | <p>This 1336 PLUS II Adjustable Frequency AC drive is a 380-480VAC unit with 75 (100) kilowatts(horsepower) and has a(n) NEMA 1 (IP20) enclosure. This unit is in the English/English language.</p> | 98.9899
58146 | 1336E-B100-AE-EN | G | <p>This 1336 PLUS II Adjustable Frequency AC drive is a 380-480VAC unit with 75 (100) kilowatts(horsepower) and has a(n) NEMA 1 (IP20)/EMC enclosure. This unit is in the English/English language.</p> | 100
58290 | 1336E-B100-AE-EN-GM1-HA2-LBE | G | <p>This 1336 PLUS II Adjustable Frequency AC drive is a 380-480VAC unit with 75 (100) kilowatts(horsepower) and has a(n) NEMA 1 (IP20)/EMC enclosure. This unit is in the English/English language.</p> | 97.7215
58209 | 1336E-B100-AE-EN-HA2-L6 | G | <p>This 1336 PLUS II Adjustable Frequency AC drive is a 380-480VAC unit with 75 (100) kilowatts(horsepower) and has a(n) NEMA 1 (IP20)/EMC enclosure. This unit is in the English/English language.</p> | 100
58134 | 1336E-B100-AN-EN | G | <p>This 1336 PLUS II Adjustable Frequency AC drive is a 380-480VAC unit with 75 (100) kilowatts(horsepower) and has a(n) Open (IP00) enclosure. This unit is in the English/English language.</p> | 100
58289 | 1336E-B100-AN-EN-GM1-HA2-L9E | G | <p>This 1336 PLUS II Adjustable Frequency AC drive is a 380-480VAC unit with 75 (100) kilowatts(horsepower) and has a(n) Open (IP00) enclosure. This unit is in the English/English language.</p> | 98.2005
58137 | 1336E-B125-AA-EN | G | <p>This 1336 PLUS II Adjustable Frequency AC drive is a 380-480VAC unit with 93 (125) kilowatts(horsepower) and has a(n) NEMA 1 (IP20) enclosure. This unit is in the English/English language.</p> | 100
58248 | 1336E-B125-AA-EN-HA2-L9E | G | <p>This 1336 PLUS II Adjustable Frequency AC drive is a 380-480VAC unit with 93 (125) kilowatts(horsepower) and has a(n) NEMA 1 (IP20) enclosure. This unit is in the English/English language.</p> | 98.7212
58296 | 1336E-B125-AN-EN-GM1-HA2-L9E | G | <p>This 1336 PLUS II Adjustable Frequency AC drive is a 380-480VAC unit with 93 (125) kilowatts(horsepower) and has a(n) Open (IP00) enclosure. This unit is in the English/English language.</p> | 97.6744
58136 | 1336E-B150-AN-EN | G | <p>This 1336 PLUS II Adjustable Frequency AC drive is a 380-480VAC unit with 112 (150) kilowatts(horsepower) and has a(n) Open (IP00) enclosure. This unit is in the English/English language.</p> | 100
58295 | 1336E-B150-AN-EN-GM1-HA1-L8E | G | <p>This 1336 PLUS II Adjustable Frequency AC drive is a 380-480VAC unit with 112 (150) kilowatts(horsepower) and has a(n) Open (IP00) enclosure. This unit is in the English/English language.</p> | 98.4536
58238 | 1336E-B200-AA-EN-GM1-HA2 | G | <p>This 1336 PLUS II Adjustable Frequency AC drive is a 380-480VAC unit with 149 (200) kilowatts(horsepower) and has a(n) NEMA 1 (IP20) enclosure. This unit is in the English/English language.</p> | 98.9796
58145 | 1336E-B250-AE-EN | G | <p>This 1336 PLUS II Adjustable Frequency AC drive is a 380-480VAC unit with 187 (250) kilowatts(horsepower) and has a(n) NEMA 1 (IP20)/EMC enclosure. This unit is in the English/English language.</p> | 100
58211 | 1336E-B250-AE-EN-HA2-L4 | G | <p>This 1336 PLUS II Adjustable Frequency AC drive is a 380-480VAC unit with 187 (250) kilowatts(horsepower) and has a(n) NEMA 1 (IP20)/EMC enclosure. This unit is in the English/English language.</p> | 98.2544
15112 | 1336E-BRF05-AA-EN | G | Allen-Bradley 1336 Impact Drive with 380-480V AC input voltage and a power rating of 0.5 horsepower
15113 | 1336E-BRF05-AA-EN-HA2-L7E | G | Allen-Bradley 1336 Impact Drive with 380-480V AC input voltage and a power rating of 0.5 horsepower
15114 | 1336E-BRF05-AA-EN-HA2-L8E | G | Allen-Bradley 1336 Impact Drive with 380-480V AC input voltage and a power rating of 0.5 horsepower
58170 | 1336E-BRF07-AA-EN | G | <p>This 1336 PLUS II Adjustable Frequency AC drive is a 380-480VAC or 513&plusmn;620VDC unit with 0.56 (0.75) kilowatts(horsepower) and has a(n) NEMA 1 (IP20) enclosure. This unit is in the English/English language.</p> | 98.6301
15115 | 1336E-BRF07-AA-EN-HA2-L8E | G | Allen-Bradley 1336 Impact Drive with 380-480V AC input voltage and a power rating of 0.75 horsepower
58169 | 1336E-BRF07-AN-EN | G | <p>This 1336 PLUS II Adjustable Frequency AC drive is a 380-480VAC or 513&plusmn;620VDC unit with 0.56 (0.75) kilowatts(horsepower) and has a(n) Open (IP00) enclosure. This unit is in the English/English language.</p> | 98.6175
15116 | 1336E-BRF07-AN-EN-HA2-L7E | G | Allen-Bradley 1336 Impact Drive with 380-480V AC input voltage and a power rating of 0.75 horsepower
15117 | 1336E-BRF07-AN-EN-L6 | G | Allen-Bradley 1336 Impact Drive with 380-480V AC input voltage and a power rating of 0.75 horsepower
15122 | 1336E-BRF100-AA-EN | G | The 1336E-BRF100-AA-EN is a product of Allen-Bradley that belongs to the bulletin 1336 Impact adjustable frequency AC Drive. It has a rated Input voltage of 380 - 480VAC, 3 Phase or 513Â±620VDC with an output power of 10.0 Horsepower and NEMA 1 / IP20 protection rating. | 97.4265
58207 | 1336E-BRF100-AA-EN3-L6 | G | <p>This 1336 PLUS II Adjustable Frequency AC drive is a 380-480VAC or 513&plusmn;620VDC unit with 7.5 (10) kilowatts(horsepower) and has a(n) NEMA 1 (IP20) enclosure. This unit is in the English/English language.</p> | 100
15123 | 1336E-BRF100-AA-EN-HA1-L4 | G | Allen-Bradley 1336 Impact Drive with 380-480V AC input voltage and a power rating of 10 horsepower
58275 | 1336E-BRF100-AA-EN-HA2-L5 | G | <p>This 1336 PLUS II Adjustable Frequency AC drive is a 380-480VAC or 513&plusmn;620VDC unit with 7.5 (10) kilowatts(horsepower) and has a(n) NEMA 1 (IP20) enclosure. This unit is in the English/English language.</p> | 100
58258 | 1336E-BRF100-AA-EN-HA2-L6 | G | <p>This 1336 PLUS II Adjustable Frequency AC drive is a 380-480VAC or 513&plusmn;620VDC unit with 7.5 (10) kilowatts(horsepower) and has a(n) NEMA 1 (IP20) enclosure. This unit is in the English/English language.</p> | 100
58285 | 1336E-BRF100-AA-EN-HA2-L7E | G | <p>This 1336 PLUS II Adjustable Frequency AC drive is a 380-480VAC or 513&plusmn;620VDC unit with 7.5 (10) kilowatts(horsepower) and has a(n) NEMA 1 (IP20) enclosure. This unit is in the English/English language.</p> |  | 7
15124 | 1336E-BRF100-AA-EN-HA2-L8E | G | Allen-Bradley 1336 Impact Drive with 380-480V AC input voltage and a power rating of 10 horsepower
58282 | 1336E-BRF100-AA-EN-HA2-L9E | G | <p>This 1336 PLUS II Adjustable Frequency AC drive is a 380-480VAC or 513&plusmn;620VDC unit with 7.5 (10) kilowatts(horsepower) and has a(n) NEMA 1 (IP20) enclosure. This unit is in the English/English language.</p> | 100
58194 | 1336E-BRF100-AA-EN-L6 | G | <p>This 1336 PLUS II Adjustable Frequency AC drive is a 380-480VAC or 513&plusmn;620VDC unit with 7.5 (10) kilowatts(horsepower) and has a(n) NEMA 1 (IP20) enclosure. This unit is in the English/English language.</p> | 100
58208 | 1336E-BRF100-AA-EN-L7E | G | <p>This 1336 PLUS II Adjustable Frequency AC drive is a 380-480VAC or 513&plusmn;620VDC unit with 7.5 (10) kilowatts(horsepower) and has a(n) NEMA 1 (IP20) enclosure. This unit is in the English/English language.</p> | 100
15125 | 1336E-BRF100-AA-EN-L9E | G | Allen-Bradley 1336 Impact Drive with 380-480V AC input voltage and a power rating of 10 horsepower
15126 | 1336E-BRF100-AE-EN | G | The 1336E-BRF100-AE-EN is a product of Allen-Bradley that belongs to the bulletin 1336 Impact adjustable frequency AC Drive. It has a rated Input voltage of 380 - 480VAC, 3 Phase or 513Â±620VDC with an output power of 10.0 Horsepower and NEMA 1 / IP20 / EMC protection rating. | 98.9091
58174 | 1336E-BRF100-AN-EN | G | <p>This 1336 PLUS II Adjustable Frequency AC drive is a 380-480VAC or 513&plusmn;620VDC unit with 7.5 (10) kilowatts(horsepower) and has a(n) Open (IP00) enclosure. This unit is in the English/English language.</p> | 100
15127 | 1336E-BRF100-AN-EN4 | G | Allen-Bradley 1336 Impact Drive with 380-480V AC input voltage and a power rating of 10 horsepower
58274 | 1336E-BRF100-AN-EN-HA2-L6 | G | <p>This 1336 PLUS II Adjustable Frequency AC drive is a 380-480VAC or 513&plusmn;620VDC unit with 7.5 (10) kilowatts(horsepower) and has a(n) Open (IP00) enclosure. This unit is in the English/English language.</p> | 100
58283 | 1336E-BRF100-AN-EN-HAP-L9E | G | <p>This 1336 PLUS II Adjustable Frequency AC drive is a 380-480VAC or 513&plusmn;620VDC unit with 7.5 (10) kilowatts(horsepower) and has a(n) Open (IP00) enclosure. This unit is in the English/English language.</p> | 97.2222
15118 | 1336E-BRF10-AA-EN | G | Allen-Bradley 1336 Impact Drive with 380-480V AC input voltage and a power rating of 1 horsepower
58249 | 1336E-BRF10-AA-EN-HA2-L7E | G | <p>This 1336 PLUS II Adjustable Frequency AC drive is a 380-480VAC or 513&plusmn;620VDC unit with 0.75 (1) kilowatts(horsepower) and has a(n) NEMA 1 (IP20) enclosure. This unit is in the English/English language.</p> | 100
58278 | 1336E-BRF10-AA-EN-HA2-L8E | G | <p>This 1336 PLUS II Adjustable Frequency AC drive is a 380-480VAC or 513&plusmn;620VDC unit with 0.75 (1) kilowatts(horsepower) and has a(n) NEMA 1 (IP20) enclosure. This unit is in the English/English language.</p> | 100
58281 | 1336E-BRF10-AA-EN-HA2-L9E | G | <p>This 1336 PLUS II Adjustable Frequency AC drive is a 380-480VAC or 513&plusmn;620VDC unit with 0.75 (1) kilowatts(horsepower) and has a(n) NEMA 1 (IP20) enclosure. This unit is in the English/English language.</p> | 99.0783
15119 | 1336E-BRF10-AN-EN | G | Allen-Bradley 1336 Impact Drive with 380-480V AC input voltage and a power rating of 1 horsepower
58237 | 1336E-BRF10-AN-EN-HA2-L6 | G | <p>This 1336 PLUS II Adjustable Frequency AC drive is a 380-480VAC or 513&plusmn;620VDC unit with 0.75 (1) kilowatts(horsepower) and has a(n) Open (IP00) enclosure. This unit is in the English/English language.</p> | 100
15120 | 1336E-BRF10-AN-EN-HA2-L8E | G | Allen-Bradley 1336 Impact Drive with 380-480V AC input voltage and a power rating of 1 horsepower
58277 | 1336E-BRF10-AN-EN-HA2-L9E | G | <p>This 1336 PLUS II Adjustable Frequency AC drive is a 380-480VAC or 513&plusmn;620VDC unit with 0.75 (1) kilowatts(horsepower) and has a(n) Open (IP00) enclosure. This unit is in the English/English language.</p> | 99.0698
58236 | 1336E-BRF10-AN-EN-HAP-L6 | G | <p>This 1336 PLUS II Adjustable Frequency AC drive is a 380-480VAC or 513&plusmn;620VDC unit with 0.75 (1) kilowatts(horsepower) and has a(n) Open (IP00) enclosure. This unit is in the English/English language.</p> | 100
58276 | 1336E-BRF10-AN-EN-HAP-L7E | G | <p>This 1336 PLUS II Adjustable Frequency AC drive is a 380-480VAC or 513&plusmn;620VDC unit with 0.75 (1) kilowatts(horsepower) and has a(n) Open (IP00) enclosure. This unit is in the English/English language.</p> | 100
15121 | 1336E-BRF10-AN-EN-L6 | G | Allen-Bradley 1336 Impact Drive with 380-480V AC input voltage and a power rating of 1 horsepower
15128 | 1336E-BRF15-AA-EN | G | Allen-Bradley 1336 Impact Drive with 380-480V AC input voltage and a power rating of 1.5 horsepower
58273 | 1336E-BRF15-AA-EN-HA1-L9E | G | <p>This 1336 PLUS II Adjustable Frequency AC drive is a 380-480VAC or 513&plusmn;620VDC unit with 1.2 (1.5) kilowatts(horsepower) and has a(n) NEMA 1 (IP20) enclosure. This unit is in the English/English language.</p> | 98.3908
58251 | 1336E-BRF15-AA-EN-HA2-L7E | G | <p>This 1336 PLUS II Adjustable Frequency AC drive is a 380-480VAC or 513&plusmn;620VDC unit with 1.2 (1.5) kilowatts(horsepower) and has a(n) NEMA 1 (IP20) enclosure. This unit is in the English/English language.</p> | 100
15129 | 1336E-BRF15-AA-EN-HA2-L8E | G | Allen-Bradley 1336 Impact Drive with 380-480V AC input voltage and a power rating of 1.5 horsepower
58160 | 1336E-BRF15-AE-EN | G | <p>This 1336 PLUS II Adjustable Frequency AC drive is a 380-480VAC or 513&plusmn;620VDC unit with 1.2 (1.5) kilowatts(horsepower) and has a(n) NEMA 1 (IP20)/EMC enclosure. This unit is in the English/English language.</p> | 100
58253 | 1336E-BRF15-AE-EN-HA2-L7E | G | <p>This 1336 PLUS II Adjustable Frequency AC drive is a 380-480VAC or 513&plusmn;620VDC unit with 1.2 (1.5) kilowatts(horsepower) and has a(n) NEMA 1 (IP20)/EMC enclosure. This unit is in the English/English language.</p> | 99.0909
15130 | 1336E-BRF15-AN-EN | G | Allen-Bradley 1336 Impact Drive with 380-480V AC input voltage and a power rating of 1.5 horsepower
15131 | 1336E-BRF15-AN-EN-L8E | G | Allen-Bradley 1336 Impact Drive with 380-480V AC input voltage and a power rating of 1.5 horsepower
58193 | 1336E-BRF15-AN-EN-L9E | G | <p>This 1336 PLUS II Adjustable Frequency AC drive is a 380-480VAC or 513&plusmn;620VDC unit with 1.2 (1.5) kilowatts(horsepower) and has a(n) Open (IP00) enclosure. This unit is in the English/English language.</p> | 98.6111
15132 | 1336E-BRF20-AA-EN | G | Allen-Bradley 1336 Impact Drive with 380-480V AC input voltage and a power rating of 2 horsepower
58235 | 1336E-BRF20-AA-EN-HA1-L4 | G | <p>This 1336 PLUS II Adjustable Frequency AC drive is a 380-480VAC or 513&plusmn;620VDC unit with 1.5 (2) kilowatts(horsepower) and has a(n) NEMA 1 (IP20) enclosure. This unit is in the English/English language.</p> | 100
58234 | 1336E-BRF20-AA-EN-HA1-L5 | G | <p>This 1336 PLUS II Adjustable Frequency AC drive is a 380-480VAC or 513&plusmn;620VDC unit with 1.5 (2) kilowatts(horsepower) and has a(n) NEMA 1 (IP20) enclosure. This unit is in the English/English language.</p> | 100
58272 | 1336E-BRF20-AA-EN-HA1-L8E | G | <p>This 1336 PLUS II Adjustable Frequency AC drive is a 380-480VAC or 513&plusmn;620VDC unit with 1.5 (2) kilowatts(horsepower) and has a(n) NEMA 1 (IP20) enclosure. This unit is in the English/English language.</p> | 98.8453
58271 | 1336E-BRF20-AA-EN-HA2-L9E | G | <p>This 1336 PLUS II Adjustable Frequency AC drive is a 380-480VAC or 513&plusmn;620VDC unit with 1.5 (2) kilowatts(horsepower) and has a(n) NEMA 1 (IP20) enclosure. This unit is in the English/English language.</p> | 100
15133 | 1336E-BRF20-AE-EN | G | Allen-Bradley 1336 Impact Drive with 380-480V AC input voltage and a power rating of 2 horsepower
15134 | 1336E-BRF20-AN-EN | G | Allen-Bradley 1336 Impact Drive with 380-480V AC input voltage and a power rating of 2 horsepower
58229 | 1336E-BRF20-AN-EN-HA2-L4 | G | <p>This 1336 PLUS II Adjustable Frequency AC drive is a 380-480VAC or 513&plusmn;620VDC unit with 1.5 (2) kilowatts(horsepower) and has a(n) Open (IP00) enclosure. This unit is in the English/English language.</p> | 100
58270 | 1336E-BRF20-AN-EN-HAP-L7E | G | <p>This 1336 PLUS II Adjustable Frequency AC drive is a 380-480VAC or 513&plusmn;620VDC unit with 1.5 (2) kilowatts(horsepower) and has a(n) Open (IP00) enclosure. This unit is in the English/English language.</p> | 98.8345
58200 | 1336E-BRF20-AN-EN-L7E | G | <p>This 1336 PLUS II Adjustable Frequency AC drive is a 380-480VAC or 513&plusmn;620VDC unit with 1.5 (2) kilowatts(horsepower) and has a(n) Open (IP00) enclosure. This unit is in the English/English language.</p> | 100
58168 | 1336E-BRF30-AA-EN | G | <p>This 1336 PLUS II Adjustable Frequency AC drive is a 380-480VAC or 513&plusmn;620VDC unit with 2.2 (3) kilowatts(horsepower) and has a(n) NEMA 1 (IP20) enclosure. This unit is in the English/English language.</p> | 100
15135 | 1336E-BRF30-AA-EN-HA2-L8E | G | Allen-Bradley 1336 Impact Drive with 380-480V AC input voltage and a power rating of 3 horsepower
58269 | 1336E-BRF30-AA-EN-HA2-L9E | G | <p>This 1336 PLUS II Adjustable Frequency AC drive is a 380-480VAC or 513&plusmn;620VDC unit with 2.2 (3) kilowatts(horsepower) and has a(n) NEMA 1 (IP20) enclosure. This unit is in the English/English language.</p> | 98.6175
15136 | 1336E-BRF30-AE-EN | G | Allen-Bradley 1336 Impact Drive with 380-480V AC input voltage and a power rating of 2 horsepower
58259 | 1336E-BRF30-AE-EN-HA1-L8E | G | <p>This 1336 PLUS II Adjustable Frequency AC drive is a 380-480VAC or 513&plusmn;620VDC unit with 2.2 (3) kilowatts(horsepower) and has a(n) NEMA 1 (IP20)/EMC enclosure. This unit is in the English/English language.</p> | 99.0826
58171 | 1336E-BRF30-AN-EN | G | <p>This 1336 PLUS II Adjustable Frequency AC drive is a 380-480VAC or 513&plusmn;620VDC unit with 2.2 (3) kilowatts(horsepower) and has a(n) Open (IP00) enclosure. This unit is in the English/English language.</p> | 100
58268 | 1336E-BRF30-AN-EN-HA2-L8E | G | <p>This 1336 PLUS II Adjustable Frequency AC drive is a 380-480VAC or 513&plusmn;620VDC unit with 2.2 (3) kilowatts(horsepower) and has a(n) Open (IP00) enclosure. This unit is in the English/English language.</p> | 98.5981
58177 | 1336E-BRF30-AN-EN-L5 | G | <p>This 1336 PLUS II Adjustable Frequency AC drive is a 380-480VAC or 513&plusmn;620VDC unit with 2.2 (3) kilowatts(horsepower) and has a(n) Open (IP00) enclosure. This unit is in the English/English language.</p> | 100
58199 | 1336E-BRF30-AN-EN-L8E | G | <p>This 1336 PLUS II Adjustable Frequency AC drive is a 380-480VAC or 513&plusmn;620VDC unit with 2.2 (3) kilowatts(horsepower) and has a(n) Open (IP00) enclosure. This unit is in the English/English language.</p> | 100
15137 | 1336E-BRF50-AA-EN | G | Allen-Bradley 1336 Impact Drive with 380-480V AC input voltage and a power rating of 5 horsepower
58206 | 1336E-BRF50-AA-EN4-HA2 | G | <p>This 1336 PLUS II Adjustable Frequency AC drive is a 380-480VAC or 513&plusmn;620VDC unit with 3.7 (5) kilowatts(horsepower) and has a(n) NEMA 1 (IP20) enclosure. This unit is in the English/English language.</p> | 100
58223 | 1336E-BRF50-AA-EN-HA1-L6 | G | <p>This 1336 PLUS II Adjustable Frequency AC drive is a 380-480VAC or 513&plusmn;620VDC unit with 3.7 (5) kilowatts(horsepower) and has a(n) NEMA 1 (IP20) enclosure. This unit is in the English/English language.</p> | 100
15138 | 1336E-BRF50-AA-EN-HA1-L7E | G | Allen-Bradley 1336 Impact Drive with 380-480V AC input voltage and a power rating of 5 horsepower
15139 | 1336E-BRF50-AA-EN-HA2 | G | Allen-Bradley 1336 Impact Drive with 380-480V AC input voltage and a power rating of 5 horsepower
58233 | 1336E-BRF50-AA-EN-HA2-L5 | G | <p>This 1336 PLUS II Adjustable Frequency AC drive is a 380-480VAC or 513&plusmn;620VDC unit with 3.7 (5) kilowatts(horsepower) and has a(n) NEMA 1 (IP20) enclosure. This unit is in the English/English language.</p> | 100
15140 | 1336E-BRF50-AA-EN-HA2-L6 | G | Allen-Bradley 1336 Impact Drive with 380-480V AC input voltage and a power rating of 5 horsepower
58267 | 1336E-BRF50-AA-EN-HA2-L7E | G | <p>This 1336 PLUS II Adjustable Frequency AC drive is a 380-480VAC or 513&plusmn;620VDC unit with 3.7 (5) kilowatts(horsepower) and has a(n) NEMA 1 (IP20) enclosure. This unit is in the English/English language.</p> | 98.8453
58266 | 1336E-BRF50-AA-EN-HA2-L8E | G | <p>This 1336 PLUS II Adjustable Frequency AC drive is a 380-480VAC or 513&plusmn;620VDC unit with 3.7 (5) kilowatts(horsepower) and has a(n) NEMA 1 (IP20) enclosure. This unit is in the English/English language.</p> | 100
58265 | 1336E-BRF50-AA-EN-HAB-L9E | G | <p>This 1336 PLUS II Adjustable Frequency AC drive is a 380-480VAC or 513&plusmn;620VDC unit with 3.7 (5) kilowatts(horsepower) and has a(n) NEMA 1 (IP20) enclosure. This unit is in the English/English language.</p> | 100
58264 | 1336E-BRF50-AA-EN-HAP-L9E | G | <p>This 1336 PLUS II Adjustable Frequency AC drive is a 380-480VAC or 513&plusmn;620VDC unit with 3.7 (5) kilowatts(horsepower) and has a(n) NEMA 1 (IP20) enclosure. This unit is in the English/English language.</p> | 100
58263 | 1336E-BRF50-AA-EN-HASB-L6 | G | <p>This 1336 PLUS II Adjustable Frequency AC drive is a 380-480VAC or 513&plusmn;620VDC unit with 3.7 (5) kilowatts(horsepower) and has a(n) NEMA 1 (IP20) enclosure. This unit is in the English/English language.</p> | 100
58198 | 1336E-BRF50-AA-EN-L7E | G | <p>This 1336 PLUS II Adjustable Frequency AC drive is a 380-480VAC or 513&plusmn;620VDC unit with 3.7 (5) kilowatts(horsepower) and has a(n) NEMA 1 (IP20) enclosure. This unit is in the English/English language.</p> | 100
58202 | 1336E-BRF50-AA-EN-L9E | G | <p>This 1336 PLUS II Adjustable Frequency AC drive is a 380-480VAC or 513&plusmn;620VDC unit with 3.7 (5) kilowatts(horsepower) and has a(n) NEMA 1 (IP20) enclosure. This unit is in the English/English language.</p> | 100
58262 | 1336E-BRF50-AE-EN-HA2-L7E | G | <p>This 1336 PLUS II Adjustable Frequency AC drive is a 380-480VAC or 513&plusmn;620VDC unit with 3.7 (5) kilowatts(horsepower) and has a(n) NEMA 1 (IP20)/EMC enclosure. This unit is in the English/English language.</p> | 99.0826
15141 | 1336E-BRF50-AN-EN | G | Allen-Bradley 1336 Impact Drive with 380-480V AC input voltage and a power rating of 5 horsepower
58222 | 1336E-BRF50-AN-EN-HA2-L5 | G | <p>This 1336 PLUS II Adjustable Frequency AC drive is a 380-480VAC or 513&plusmn;620VDC unit with 3.7 (5) kilowatts(horsepower) and has a(n) Open (IP00) enclosure. This unit is in the English/English language.</p> | 100
15142 | 1336E-BRF50-AN-EN-HA2-L6 | G | Allen-Bradley 1336 Impact Drive with 380-480V AC input voltage and a power rating of 5 horsepower
15143 | 1336E-BRF50-AN-EN-HA2-L8E | G | Allen-Bradley 1336 Impact Drive with 380-480V AC input voltage and a power rating of 5 horsepower
58232 | 1336E-BRF50-AN-EN-HAB-L4 | G | <p>This 1336 PLUS II Adjustable Frequency AC drive is a 380-480VAC or 513&plusmn;620VDC unit with 3.7 (5) kilowatts(horsepower) and has a(n) Open (IP00) enclosure. This unit is in the English/English language.</p> | 100
58252 | 1336E-BRF50-AN-EN-HAP-L9E | G | <p>This 1336 PLUS II Adjustable Frequency AC drive is a 380-480VAC or 513&plusmn;620VDC unit with 3.7 (5) kilowatts(horsepower) and has a(n) Open (IP00) enclosure. This unit is in the English/English language.</p> | 98.8345
15144 | 1336E-BRF75-AA-EN | G | Allen-Bradley 1336 Impact Drive with 380-480V AC input voltage and a power rating of 7.5 horsepower
58260 | 1336E-BRF75-AA-EN-HA1-L8E | G | <p>This 1336 PLUS II Adjustable Frequency AC drive is a 380-480VAC or 513&plusmn;620VDC unit with 5.5 (7.5) kilowatts(horsepower) and has a(n) NEMA 1 (IP20) enclosure. This unit is in the English/English language.</p> | 98.6239
15145 | 1336E-BRF75-AA-EN-HA2-L6 | G | Allen-Bradley 1336 Impact Drive with 380-480V AC input voltage and a power rating of 7.5 horsepower
15146 | 1336E-BRF75-AA-EN-HA2-L7E | G | Allen-Bradley 1336 Impact Drive with 380-480V AC input voltage and a power rating of 7.5 horsepower
58250 | 1336E-BRF75-AA-EN-HA2-L9E | G | <p>This 1336 PLUS II Adjustable Frequency AC drive is a 380-480VAC or 513&plusmn;620VDC unit with 5.5 (7.5) kilowatts(horsepower) and has a(n) NEMA 1 (IP20) enclosure. This unit is in the English/English language.</p> | 100
58231 | 1336E-BRF75-AA-EN-HAB-L5 | G | <p>This 1336 PLUS II Adjustable Frequency AC drive is a 380-480VAC or 513&plusmn;620VDC unit with 5.5 (7.5) kilowatts(horsepower) and has a(n) NEMA 1 (IP20) enclosure. This unit is in the English/English language.</p> | 100
58257 | 1336E-BRF75-AA-EN-HAP-L8E | G | <p>This 1336 PLUS II Adjustable Frequency AC drive is a 380-480VAC or 513&plusmn;620VDC unit with 5.5 (7.5) kilowatts(horsepower) and has a(n) NEMA 1 (IP20) enclosure. This unit is in the English/English language.</p> | 100
58179 | 1336E-BRF75-AA-EN-L4 | G | <p>This 1336 PLUS II Adjustable Frequency AC drive is a 380-480VAC or 513&plusmn;620VDC unit with 5.5 (7.5) kilowatts(horsepower) and has a(n) NEMA 1 (IP20) enclosure. This unit is in the English/English language.</p> | 100
15147 | 1336E-BRF75-AE-EN | G | Allen-Bradley 1336 Impact Drive with 380-480V AC input voltage and a power rating of 7.5 horsepower
15148 | 1336E-BRF75-AN-EN | G | Allen-Bradley 1336 Impact Drive with 380-480V AC input voltage and a power rating of 7.5 horsepower
58261 | 1336E-BRF75-AN-EN-HA2-L9E | G | <p>This 1336 PLUS II Adjustable Frequency AC drive is a 380-480VAC or 513&plusmn;620VDC unit with 5.5 (7.5) kilowatts(horsepower) and has a(n) Open (IP00) enclosure. This unit is in the English/English language.</p> | 98.6047
58166 | 1336E-BX040-AN-EN | G | <p>This 1336 PLUS II Adjustable Frequency AC drive is a Special Rating unit with 30 (40) kilowatts(horsepower) and has a(n) Open (IP00) enclosure. This unit is in the English/English language.</p> | 100
58300 | 1336E-BX040-AN-EN-GM1-HA1-L9E | G | <p>This 1336 PLUS II Adjustable Frequency AC drive is a Special Rating unit with 30 (40) kilowatts(horsepower) and has a(n) Open (IP00) enclosure. This unit is in the English/English language.</p> |  | 4
58197 | 1336E-BX040-AN-EN-HA2 | G | <p>This 1336 PLUS II Adjustable Frequency AC drive is a Special Rating unit with 30 (40) kilowatts(horsepower) and has a(n) Open (IP00) enclosure. This unit is in the English/English language.</p> | 100
58196 | 1336E-BX040-AN-EN-L9E | G | <p>This 1336 PLUS II Adjustable Frequency AC drive is a Special Rating unit with 30 (40) kilowatts(horsepower) and has a(n) Open (IP00) enclosure. This unit is in the English/English language.</p> | 100
58163 | 1336E-BX060-AN-EN | G | <p>This 1336 PLUS II Adjustable Frequency AC drive is a Special Rating unit with 45 (60) kilowatts(horsepower) and has a(n) Open (IP00) enclosure. This unit is in the English/English language.</p> | 98.4772
14990 | 1336-EC030-AN-EN | G | Allen-Bradley 1336 IMPACT Drive with 380-480V AC Input Voltage, 22 Watts, and 30 Horsepower
58142 | 1336E-C125-AN-EN | G | <p>This 1336 PLUS II Adjustable Frequency AC drive is a 200-240VAC or 310VDC unit with 93 (125) kilowatts(horsepower) and has a(n) Open (IP00) enclosure. This unit is in the English/English language.</p> | 98.7715
58143 | 1336E-C200-AN-EN | G | <p>This 1336 PLUS II Adjustable Frequency AC drive is a 200-240VAC or 310VDC unit with 149 (200) kilowatts(horsepower) and has a(n) Open (IP00) enclosure. This unit is in the English/English language.</p> | 98.5294
15157 | 1336E-CPR350-AXS | G | Allen Bradley-ASSEMBLY, POWER CABLEAXS, F-FRAME, 1336 Adjustable Frequency Drive
58173 | 1336E-CWF100-AN-EN | G | <p>This 1336 PLUS II Adjustable Frequency AC drive is a 500-600VAC or 775VDC unit with 7.5 (10) kilowatts(horsepower) and has a(n) Open (IP00) enclosure. This unit is in the English/English language.</p> | 98.7715
58165 | 1336E-CWF10-AN-EN | G | <p>This 1336 PLUS II Adjustable Frequency AC drive is a 500-600VAC or 775VDC unit with 0.75 (1) kilowatts(horsepower) and has a(n) Open (IP00) enclosure. This unit is in the English/English language.</p> | 99.0196
58195 | 1336E-CWF20-AA-EN-HA2 | G | <p>This 1336 PLUS II Adjustable Frequency AC drive is a 500-600VAC or 775VDC unit with 1.5 (2) kilowatts(horsepower) and has a(n) NEMA 1 (IP20) enclosure. This unit is in the English/English language.</p> | 97.0588
15155 | 1336E-CWF20-AN-EN | G | Allen-Bradley 1336 Impact Drive with 500-600V AC input voltage and a power rating of 2 horsepower.
58204 | 1336E-CWF20-AN-EN-L9E | G | <p>This 1336 PLUS II Adjustable Frequency AC drive is a 500-600VAC or 775VDC unit with 1.5 (2) kilowatts(horsepower) and has a(n) Open (IP00) enclosure. This unit is in the English/English language.</p> | 95.8231
58172 | 1336E-CWF50-AN-EN | G | <p>This 1336 PLUS II Adjustable Frequency AC drive is a 500-600VAC or 775VDC unit with 3.7 (5) kilowatts(horsepower) and has a(n) Open (IP00) enclosure. This unit is in the English/English language.</p> | 98.5222
58144 | 1336E-R020-AA-EN | G | <p>This 1336 PLUS II Adjustable Frequency AC drive is a 513-620VDC unit with 15 (20) kilowatts(horsepower) and has a(n) NEMA 1 (IP20) enclosure. This unit is in the English/English language.</p> | 97.4359
15154 | 1336E-R040-AA-EN-L9E | G | Allen-Bradley 1336 Impact Drive with 513-620V DC input voltage and a power rating of 40 horsepower.
58135 | 1336E-R125-AA-EN | G | <p>This 1336 PLUS II Adjustable Frequency AC drive is a 513-620VDC unit with 93 (125) kilowatts(horsepower) and has a(n) NEMA 1 (IP20) enclosure. This unit is in the English/English language.</p> | 98.2097
15340 | 1336F-A007-AA-DE | G | This 1336F PLUS Adjustable Frequency AC drive is a 200-240V AC unit with 5.5 (7.5) kilowatts(horsepower) and has a(n) IP 20 (NEMA 1) enclosure. This unit is in the German language. | 98.9011
15160 | 1336F-A007-AA-EN | G | This 1336F PLUS Adjustable Frequency AC drive is a 200-240V AC unit with 5.5 (7.5) kilowatts(horsepower) and has a(n) IP 20 (NEMA 1) enclosure. This unit is in the English language. | 100
15342 | 1336F-A007-AA-EN-HAS | G | This 1336F PLUS Adjustable Frequency AC drive is a 200-240V AC unit with 5.5 (7.5) kilowatts(horsepower) and has a(n) IP 20 (NEMA 1) enclosure. This unit is in the English language. | 100
15161 | 1336F-A007-AA-EN-HAS1-L5 | G | This 1336F PLUS Adjustable Frequency AC drive is a 200-240V AC unit with 5.5 (7.5) kilowatts(horsepower) and has a(n) IP 20 (NEMA 1) enclosure. This unit is in the English language. </br>Mods: [Programmer/Controller w/Analog Pot] , [24V AC/DC] | 95.3535
59446 | 1336F-A007-AA-EN-HAS1-L6 | G | <p>This 1336F PLUS Adjustable Frequency AC drive is a 200-240V AC unit with 5.5 (7.5) kilowatts(horsepower) and has a(n) IP 20 (NEMA 1) enclosure. This unit is in the English language.<br /> Mods: [Programmer/Controller w/Analog Pot] , [115V AC]</p> | 98.5972
15159 | 1336F-A007-AA-EN-HASP-L5 | G | This 1336F PLUS Adjustable Frequency AC drive is a 200-240V AC unit with 5.5 (7.5) kilowatts(horsepower) and has a(n) IP 20 (NEMA 1) enclosure. This unit is in the English language. </br>Mods: [Programmer Only] , [24V AC/DC] | 95.1965
15343 | 1336F-A007-AA-EN-HCS | G | This 1336F PLUS Adjustable Frequency AC drive is a 200-240V AC unit with 5.5 (7.5) kilowatts(horsepower) and has a(n) IP 20 (NEMA 1) enclosure. This unit is in the English language. | 98.9071
15344 | 1336F-A007-AA-EN-L4 | G | This 1336F PLUS Adjustable Frequency AC drive is a 200-240V AC unit with 5.5 (7.5) kilowatts(horsepower) and has a(n) IP 20 (NEMA 1) enclosure. This unit is in the English language. </br>Mods: [TTL Contact] | 98.3051
15345 | 1336F-A007-AA-EN-L5 | G | This 1336F PLUS Adjustable Frequency AC drive is a 200-240V AC unit with 5.5 (7.5) kilowatts(horsepower) and has a(n) IP 20 (NEMA 1) enclosure. This unit is in the English language. </br>Mods: [24V AC/DC] | 98.2885
15346 | 1336F-A007-AA-EN-L6 | G | This 1336F PLUS Adjustable Frequency AC drive is a 200-240V AC unit with 5.5 (7.5) kilowatts(horsepower) and has a(n) IP 20 (NEMA 1) enclosure. This unit is in the English language. </br>Mods: [115V AC] | 99.0244
15347 | 1336F-A007-AA-IT | G | This 1336F PLUS Adjustable Frequency AC drive is a 200-240V AC unit with 5.5 (7.5) kilowatts(horsepower) and has a(n) IP 20 (NEMA 1) enclosure. This unit is in the Italian language. | 98.9071
15348 | 1336F-A007-AE-DE | G | This 1336F PLUS Adjustable Frequency AC drive is a 200-240V AC unit with 5.5 (7.5) kilowatts(horsepower) and has a(n) IP 20 (NEMA 1)/EMC enclosure. This unit is in the German language. | 98.0926
15349 | 1336F-A007-AE-EN | G | This 1336F PLUS Adjustable Frequency AC drive is a 200-240V AC unit with 5.5 (7.5) kilowatts(horsepower) and has a(n) IP 20 (NEMA 1)/EMC enclosure. This unit is in the English language. | 98.103
15350 | 1336F-A007-AE-EN-L6 | G | This 1336F PLUS Adjustable Frequency AC drive is a 200-240V AC unit with 5.5 (7.5) kilowatts(horsepower) and has a(n) IP 20 (NEMA 1)/EMC enclosure. This unit is in the English language. </br>Mods: [115V AC] | 97.3105
15351 | 1336F-A007-AE-IT | G | This 1336F PLUS Adjustable Frequency AC drive is a 200-240V AC unit with 5.5 (7.5) kilowatts(horsepower) and has a(n) IP 20 (NEMA 1)/EMC enclosure. This unit is in the Italian language. | 98.103
15416 | 1336F-A007-AN-DE | G | This 1336F PLUS Adjustable Frequency AC drive is a 200-240V AC unit with 5.5 (7.5) kilowatts(horsepower) and has a(n) IP 00 (Open) enclosure. This unit is in the German language. | 95.082
15352 | 1336F-A007-AN-EN | G | This 1336F PLUS Adjustable Frequency AC drive is a 200-240V AC unit with 5.5 (7.5) kilowatts(horsepower) and has a(n) IP 00 (Open) enclosure. This unit is in the English language. | 98.0392
15353 | 1336F-A007-AN-EN-L4 | G | This 1336F PLUS Adjustable Frequency AC drive is a 200-240V AC unit with 5.5 (7.5) kilowatts(horsepower) and has a(n) IP 00 (Open) enclosure. This unit is in the English language. </br>Mods: [TTL Contact] | 96.5517
15355 | 1336F-A007-AN-EN-L6 | G | This 1336F PLUS Adjustable Frequency AC drive is a 200-240V AC unit with 5.5 (7.5) kilowatts(horsepower) and has a(n) IP 00 (Open) enclosure. This unit is in the English language. </br>Mods: [115V AC] | 100
15356 | 1336F-A007-AN-IT | G | This 1336F PLUS Adjustable Frequency AC drive is a 200-240V AC unit with 5.5 (7.5) kilowatts(horsepower) and has a(n) IP 00 (Open) enclosure. This unit is in the Italian language. | 98.0392
15357 | 1336F-A007-AX-EN-L6 | G | This 1336F PLUS Adjustable Frequency AC drive is a 200-240V AC unit with 5.5 (7.5) kilowatts(horsepower) and has a(n) IP 00 (Open) enclosure. This unit is in the English language. </br>Mods: [115V AC] | 98.2544
15358 | 1336F-A010-AA-DE | G | This 1336F PLUS Adjustable Frequency AC drive is a 200-240V AC unit with 7.5 (10) kilowatts(horsepower) and has a(n) IP 20 (NEMA 1) enclosure. This unit is in the German language. | 98.895
15162 | 1336F-A010-AA-EN | G | This 1336F PLUS Adjustable Frequency AC drive is a 200-240V AC unit with 7.5 (10) kilowatts(horsepower) and has a(n) IP 20 (NEMA 1) enclosure. This unit is in the English language. | 100
15359 | 1336F-A010-AA-EN-HAS | G | This 1336F PLUS Adjustable Frequency AC drive is a 200-240V AC unit with 7.5 (10) kilowatts(horsepower) and has a(n) IP 20 (NEMA 1) enclosure. This unit is in the English language. | 98.9011
59465 | 1336F-A010-AA-EN-HAS2-L6 | G | <p>This 1336F PLUS Adjustable Frequency AC drive is a 200-240V AC unit with 7.5 (10) kilowatts(horsepower) and has a(n) IP 20 (NEMA 1) enclosure. This unit is in the English language.<br /> Mods: [Programmer/Controller w/Digital Pot] , [115V AC]</p> | 98.1964
59464 | 1336F-A010-AA-EN-HASP-L5 | G | <p>This 1336F PLUS Adjustable Frequency AC drive is a 200-240V AC unit with 7.5 (10) kilowatts(horsepower) and has a(n) IP 20 (NEMA 1) enclosure. This unit is in the English language.<br /> Mods: [Programmer Only] , [24V AC/DC]</p> | 95.1374
15163 | 1336F-A010-AA-EN-HCS1 | G | This 1336F PLUS Adjustable Frequency AC drive is a 200-240V AC unit with 7.5 (10) kilowatts(horsepower) and has a(n) IP 20 (NEMA 1) enclosure. This unit is in the English language. </br>Mods: [HCS1 Programmer/Controller w/Analog Pot & Upload/Download Capability] | 95.9259
15360 | 1336F-A010-AA-EN-L4 | G | This 1336F PLUS Adjustable Frequency AC drive is a 200-240V AC unit with 7.5 (10) kilowatts(horsepower) and has a(n) IP 20 (NEMA 1) enclosure. This unit is in the English language. </br>Mods: [TTL Contact] | 98.2968
15361 | 1336F-A010-AA-EN-L5 | G | This 1336F PLUS Adjustable Frequency AC drive is a 200-240V AC unit with 7.5 (10) kilowatts(horsepower) and has a(n) IP 20 (NEMA 1) enclosure. This unit is in the English language. </br>Mods: [24V AC/DC] | 98.0296
15362 | 1336F-A010-AA-EN-L6 | G | This 1336F PLUS Adjustable Frequency AC drive is a 200-240V AC unit with 7.5 (10) kilowatts(horsepower) and has a(n) IP 20 (NEMA 1) enclosure. This unit is in the English language. </br>Mods: [115V AC] | 98.263
15363 | 1336F-A010-AA-IT | G | This 1336F PLUS Adjustable Frequency AC drive is a 200-240V AC unit with 7.5 (10) kilowatts(horsepower) and has a(n) IP 20 (NEMA 1) enclosure. This unit is in the Italian language. | 98.9011
15364 | 1336F-A010-AE-DE | G | This 1336F PLUS Adjustable Frequency AC drive is a 200-240V AC unit with 7.5 (10) kilowatts(horsepower) and has a(n) IP 20 (NEMA 1)/EMC enclosure. This unit is in the German language. | 97.5477
15365 | 1336F-A010-AE-EN | G | This 1336F PLUS Adjustable Frequency AC drive is a 200-240V AC unit with 7.5 (10) kilowatts(horsepower) and has a(n) IP 20 (NEMA 1)/EMC enclosure. This unit is in the English language. | 98.6376
15366 | 1336F-A010-AE-IT | G | This 1336F PLUS Adjustable Frequency AC drive is a 200-240V AC unit with 7.5 (10) kilowatts(horsepower) and has a(n) IP 20 (NEMA 1)/EMC enclosure. This unit is in the Italian language. | 95.9128
15367 | 1336F-A010-AJ | G | Allen Bradley-ASSY,ENCLOSURE,NEMA 12,B2,200 240V Adjustable Frequency Drive
15368 | 1336F-A010-AN-DE | G | This 1336F PLUS Adjustable Frequency AC drive is a 200-240V AC unit with 7.5 (10) kilowatts(horsepower) and has a(n) IP 00 (Open) enclosure. This unit is in the German language. | 98.0282
15369 | 1336F-A010-AN-EN | G | This 1336F PLUS Adjustable Frequency AC drive is a 200-240V AC unit with 7.5 (10) kilowatts(horsepower) and has a(n) IP 00 (Open) enclosure. This unit is in the English language. | 100
15370 | 1336F-A010-AN-EN-GM | G | This 1336F PLUS Adjustable Frequency AC drive is a 200-240V AC unit with 7.5 (10) kilowatts(horsepower) and has a(n) IP 00 (Open) enclosure. This unit is in the English language. | 97.191
59438 | 1336F-A010-AN-EN-HAS2-L6 | G | <p>This 1336F PLUS Adjustable Frequency AC drive is a 200-240V AC unit with 7.5 (10) kilowatts(horsepower) and has a(n) IP 00 (Open) enclosure. This unit is in the English language.<br /> Mods: [Programmer/Controller w/Digital Pot] , [115V AC]</p> | 97.7778
15164 | 1336F-A010-AN-EN-L4 | G | This 1336F PLUS Adjustable Frequency AC drive is a 200-240V AC unit with 7.5 (10) kilowatts(horsepower) and has a(n) IP 00 (Open) enclosure. This unit is in the English language. </br>Mods: [TTL Contact] | 98.2885
15371 | 1336F-A010-AN-EN-L5 | G | This 1336F PLUS Adjustable Frequency AC drive is a 200-240V AC unit with 7.5 (10) kilowatts(horsepower) and has a(n) IP 00 (Open) enclosure. This unit is in the English language. </br>Mods: [24V AC/DC] | 98.01
15372 | 1336F-A010-AN-EN-L6 | G | This 1336F PLUS Adjustable Frequency AC drive is a 200-240V AC unit with 7.5 (10) kilowatts(horsepower) and has a(n) IP 00 (Open) enclosure. This unit is in the English language. </br>Mods: [115V AC] | 100
15374 | 1336F-A010-AN-IT | G | This 1336F PLUS Adjustable Frequency AC drive is a 200-240V AC unit with 7.5 (10) kilowatts(horsepower) and has a(n) IP 00 (Open) enclosure. This unit is in the Italian language. | 95.9128
15375 | 1336F-A010-AX-EN-L6 | G | This 1336F PLUS Adjustable Frequency AC drive is a 200-240V AC unit with 7.5 (10) kilowatts(horsepower) and has a(n) IP 00 (Open) enclosure. This unit is in the English language. </br>Mods: [115V AC] | 99.5
15376 | 1336F-A015-AA-DE | G | This 1336F PLUS Adjustable Frequency AC drive is a 200-240V AC unit with 11 (15) kilowatts(horsepower) and has a(n) IP 20 (NEMA 1) enclosure. This unit is in the German language. | 98.3146
15378 | 1336F-A015-AA-EN-GM | G | This 1336F PLUS Adjustable Frequency AC drive is a 200-240V AC unit with 11 (15) kilowatts(horsepower) and has a(n) IP 20 (NEMA 1) enclosure. This unit is in the English language. | 100
15379 | 1336F-A015-AA-EN-HAS | G | This 1336F PLUS Adjustable Frequency AC drive is a 200-240V AC unit with 11 (15) kilowatts(horsepower) and has a(n) IP 20 (NEMA 1) enclosure. This unit is in the English language. | 98.895
59463 | 1336F-A015-AA-EN-HAS1-L6 | G | <p>This 1336F PLUS Adjustable Frequency AC drive is a 200-240V AC unit with 11 (15) kilowatts(horsepower) and has a(n) IP 20 (NEMA 1) enclosure. This unit is in the English language.<br /> Mods: [Programmer/Controller w/Analog Pot] , [115V AC]</p> | 98.5915
15380 | 1336F-A015-AA-EN-L4 | G | This 1336F PLUS Adjustable Frequency AC drive is a 200-240V AC unit with 11 (15) kilowatts(horsepower) and has a(n) IP 20 (NEMA 1) enclosure. This unit is in the English language. </br>Mods: [TTL Contact] | 96.5517
15381 | 1336F-A015-AA-EN-L6 | G | This 1336F PLUS Adjustable Frequency AC drive is a 200-240V AC unit with 11 (15) kilowatts(horsepower) and has a(n) IP 20 (NEMA 1) enclosure. This unit is in the English language. </br>Mods: [115V AC] | 97
15382 | 1336F-A015-AA-ES-HCS | G | This 1336F PLUS Adjustable Frequency AC drive is a 200-240V AC unit with 11 (15) kilowatts(horsepower) and has a(n) IP 20 (NEMA 1) enclosure. This unit is in the Spanish language. | 97.2376
15383 | 1336F-A015-AE-EN | G | This 1336F PLUS Adjustable Frequency AC drive is a 200-240V AC unit with 11 (15) kilowatts(horsepower) and has a(n) IP 20 (NEMA 1)/EMC enclosure. This unit is in the English language. | 98.3607
15384 | 1336F-A015-AN-EN-L6 | G | This 1336F PLUS Adjustable Frequency AC drive is a 200-240V AC unit with 11 (15) kilowatts(horsepower) and has a(n) IP 00 (Open) enclosure. This unit is in the English language. </br>Mods: [115V AC] | 98.7469
15385 | 1336F-A020-AA-DE | G | This 1336F PLUS Adjustable Frequency AC drive is a 200-240V AC unit with 15 (20) kilowatts(horsepower) and has a(n) IP 20 (NEMA 1) enclosure. This unit is in the German language. | 96.9188
15386 | 1336F-A020-AA-EN | G | This 1336F PLUS Adjustable Frequency AC drive is a 200-240V AC unit with 15 (20) kilowatts(horsepower) and has a(n) IP 20 (NEMA 1) enclosure. This unit is in the English language. | 100
15387 | 1336F-A020-AA-EN-HAS | G | This 1336F PLUS Adjustable Frequency AC drive is a 200-240V AC unit with 15 (20) kilowatts(horsepower) and has a(n) IP 20 (NEMA 1) enclosure. This unit is in the English language. | 98.895
15165 | 1336F-A020-AA-EN-HAS1-L6 | G | This 1336F PLUS Adjustable Frequency AC drive is a 200-240V AC unit with 15 (20) kilowatts(horsepower) and has a(n) IP 20 (NEMA 1) enclosure. This unit is in the English language. </br>Mods: [Programmer/Controller w/Analog Pot] , [115V AC] | 96.7078
15388 | 1336F-A020-AE-EN | G | This 1336F PLUS Adjustable Frequency AC drive is a 200-240V AC unit with 15 (20) kilowatts(horsepower) and has a(n) IP 20 (NEMA 1)/EMC enclosure. This unit is in the English language. | 98.3607
59519 | 1336F-A020-AN-EN | G | <p>This 1336F PLUS Adjustable Frequency AC drive is a 200-240V AC unit with 15 (20) kilowatts(horsepower) and has a(n) IP 00 (Open) enclosure. This unit is in the English language.</p> | 98.3784
15389 | 1336F-A025-AA-EN | G | This 1336F PLUS Adjustable Frequency AC drive is a 200-240V AC unit with 18.5 (25) kilowatts(horsepower) and has a(n) IP 20 (NEMA 1) enclosure. This unit is in the English language. | 100
15390 | 1336F-A025-AA-EN-HCS | G | This 1336F PLUS Adjustable Frequency AC drive is a 200-240V AC unit with 18.5 (25) kilowatts(horsepower) and has a(n) IP 20 (NEMA 1) enclosure. This unit is in the English language. | 96.496
59511 | 1336F-A030-AA-EN | G | <p>This 1336F PLUS Adjustable Frequency AC drive is a 200-240V AC unit with 22 (30) kilowatts(horsepower) and has a(n) IP 20 (NEMA 1) enclosure. This unit is in the English language.</p> | 98.3957
59462 | 1336F-A030-AA-EN-HAS1-L6 | G | <p>This 1336F PLUS Adjustable Frequency AC drive is a 200-240V AC unit with 22 (30) kilowatts(horsepower) and has a(n) IP 20 (NEMA 1) enclosure. This unit is in the English language.<br /> Mods: [Programmer/Controller w/Analog Pot] , [115V AC]</p> | 98.5915
15391 | 1336F-A030-AE-EN | G | This 1336F PLUS Adjustable Frequency AC drive is a 200-240V AC unit with 22 (30) kilowatts(horsepower) and has a(n) IP 20 (NEMA 1)/EMC enclosure. This unit is in the English language. | 96.7568
59494 | 1336F-A040-AN-EN | G | <p>This 1336F PLUS Adjustable Frequency AC drive is a 200-240V AC unit with 30 (40) kilowatts(horsepower) and has a(n) IP 00 (Open) enclosure. This unit is in the English language.</p> | 98.3784
15392 | 1336F-A100-AX-EN-L6 | G | This 1336F PLUS Adjustable Frequency AC drive is a 200-240V AC unit with 75 (100) kilowatts(horsepower) and has a(n) IP 00 (Open) enclosure. This unit is in the English language. </br>Mods: [115V AC] | 98
15393 | 1336F-A125-AX-EN-L6 | G | This 1336F PLUS Adjustable Frequency AC drive is a 200-240V AC unit with 93 (125) kilowatts(horsepower) and has a(n) IP 00 (Open) enclosure. This unit is in the English language. </br>Mods: [115V AC] | 95.6098
15414 | 1336F-AQF05-AA-EN | G | This 1336F PLUS Adjustable Frequency AC drive is a 200-240V AC or 310V DC unit with 0.37 (0.5) kilowatts(horsepower) and has a(n) IP 20 (NEMA 1) enclosure. This unit is in the English language. | 100
58029 | 1336F-AQF05-AA-EN-GMS5-L4 | G | This 1336F PLUS Adjustable Frequency AC drive is a 200-240V AC or 310V DC unit with 0.37 (0.5) kilowatts(horsepower) and has a(n) IP 20 (NEMA 1) enclosure. This unit is in the English language. </br>Mods: [GM5 with Snap-In Cradle] , [TTL Contact] | 95.5823
15168 | 1336F-AQF05-AA-EN-HAS2-LA4-L6 | G | This 1336F PLUS Adjustable Frequency AC drive is a 200-240V AC or 310V DC unit with 0.37 (0.5) kilowatts(horsepower) and has a(n) IP 20 (NEMA 1) enclosure. This unit is in the English language. </br>Mods: [Programmer/Controller w/Digital Pot] , [One Isolated Configurable Input & Output] , [115V AC] | 95.7096
15415 | 1336F-AQF05-AA-EN-HC | G | This 1336F PLUS Adjustable Frequency AC drive is a 200-240V AC or 310V DC unit with 0.37 (0.5) kilowatts(horsepower) and has a(n) IP 20 (NEMA 1) enclosure. This unit is in the English language. | 98.9744
57823 | 1336F-AQF05-AE-EN | G | This 1336F PLUS Adjustable Frequency AC drive is a 200-240V AC or 310V DC unit with 0.37 (0.5) kilowatts(horsepower) and has a(n) IP 20 (NEMA 1)/EMC enclosure. This unit is in the English language. | 97.1722
57822 | 1336F-AQF05-AE-IT | G | This 1336F PLUS Adjustable Frequency AC drive is a 200-240V AC or 310V DC unit with 0.37 (0.5) kilowatts(horsepower) and has a(n) IP 20 (NEMA 1)/EMC enclosure. This unit is in the Italian language. | 97.4619
57821 | 1336F-AQF05-AF-DE | G | This 1336F PLUS Adjustable Frequency AC drive is a 200-240V AC or 310V DC unit with 0.37 (0.5) kilowatts(horsepower) and has a(n) IP 65 (NEMA 4) enclosure. This unit is in the German language. | 95.1157
57820 | 1336F-AQF05-AJ-IT | G | This 1336F PLUS Adjustable Frequency AC drive is a 200-240V AC or 310V DC unit with 0.37 (0.5) kilowatts(horsepower) and has a(n) IP 54 (NEMA 12) enclosure. This unit is in the Italian language. | 97.6982
57982 | 1336F-AQF05-AN-EN-HCSP-L4 | G | This 1336F PLUS Adjustable Frequency AC drive is a 200-240V AC or 310V DC unit with 0.37 (0.5) kilowatts(horsepower) and has a(n) IP 00 (Open) enclosure. This unit is in the English language. </br>Mods: [Programmer Only & Upload/Download Capability] , [TTL Contact] | 95.8801
57819 | 1336F-AQF07-AA-EN | G | This 1336F PLUS Adjustable Frequency AC drive is a 200-240V AC or 310V DC unit with 0.56 (0.75) kilowatts(horsepower) and has a(n) IP 20 (NEMA 1) enclosure. This unit is in the English language. | 97.9275
58044 | 1336F-AQF07-AA-EN-HAS2-LA5 | G | This 1336F PLUS Adjustable Frequency AC drive is a 200-240V AC or 310V DC unit with 0.56 (0.75) kilowatts(horsepower) and has a(n) IP 20 (NEMA 1) enclosure. This unit is in the English language. </br>Mods: [Programmer/Controller w/Digital Pot] , [Isolated Pulse Input, Non-isolated Pulse Output & Single-ended, Non-isolated Configurable Output] | 95.1841
57868 | 1336F-AQF07-AA-EN-L5 | G | This 1336F PLUS Adjustable Frequency AC drive is a 200-240V AC or 310V DC unit with 0.56 (0.75) kilowatts(horsepower) and has a(n) IP 20 (NEMA 1) enclosure. This unit is in the English language. </br>Mods: [24V AC/DC] | 96.347
57818 | 1336F-AQF07-AE-IT | G | This 1336F PLUS Adjustable Frequency AC drive is a 200-240V AC or 310V DC unit with 0.56 (0.75) kilowatts(horsepower) and has a(n) IP 20 (NEMA 1)/EMC enclosure. This unit is in the Italian language. | 98.7342
57817 | 1336F-AQF07-AF-EN | G | This 1336F PLUS Adjustable Frequency AC drive is a 200-240V AC or 310V DC unit with 0.56 (0.75) kilowatts(horsepower) and has a(n) IP 65 (NEMA 4) enclosure. This unit is in the English language. | 98.4536
57816 | 1336F-AQF07-AJ-DE | G | This 1336F PLUS Adjustable Frequency AC drive is a 200-240V AC or 310V DC unit with 0.56 (0.75) kilowatts(horsepower) and has a(n) IP 54 (NEMA 12) enclosure. This unit is in the German language. | 97.4093
57815 | 1336F-AQF07-AJ-EN | G | This 1336F PLUS Adjustable Frequency AC drive is a 200-240V AC or 310V DC unit with 0.56 (0.75) kilowatts(horsepower) and has a(n) IP 54 (NEMA 12) enclosure. This unit is in the English language. | 98.7147
57814 | 1336F-AQF07-AN-EN | G | This 1336F PLUS Adjustable Frequency AC drive is a 200-240V AC or 310V DC unit with 0.56 (0.75) kilowatts(horsepower) and has a(n) IP 00 (Open) enclosure. This unit is in the English language. | 96.8912
57774 | 1336F-AQF10-AA-EN | G | This 1336F PLUS Adjustable Frequency AC drive is a 200-240V AC or 310V DC unit with 0.75 (1) kilowatts(horsepower) and has a(n) IP 20 (NEMA 1) enclosure. This unit is in the English language. | 98.6877
58037 | 1336F-AQF10-AA-EN-HAS2-L6E | G | This 1336F PLUS Adjustable Frequency AC drive is a 200-240V AC or 310V DC unit with 0.75 (1) kilowatts(horsepower) and has a(n) IP 20 (NEMA 1) enclosure. This unit is in the English language. </br>Mods: [Programmer/Controller w/Digital Pot] , [115V AC] | 96.4706
57867 | 1336F-AQF10-AA-EN-L4 | G | This 1336F PLUS Adjustable Frequency AC drive is a 200-240V AC or 310V DC unit with 0.75 (1) kilowatts(horsepower) and has a(n) IP 20 (NEMA 1) enclosure. This unit is in the English language. </br>Mods: [TTL Contact] | 97.9405
57866 | 1336F-AQF10-AA-EN-L6 | G | This 1336F PLUS Adjustable Frequency AC drive is a 200-240V AC or 310V DC unit with 0.75 (1) kilowatts(horsepower) and has a(n) IP 20 (NEMA 1) enclosure. This unit is in the English language. </br>Mods: [115V AC] | 96.7442
57813 | 1336F-AQF10-AA-IT | G | This 1336F PLUS Adjustable Frequency AC drive is a 200-240V AC or 310V DC unit with 0.75 (1) kilowatts(horsepower) and has a(n) IP 20 (NEMA 1) enclosure. This unit is in the Italian language. | 97.4227
57812 | 1336F-AQF10-AF-EN | G | This 1336F PLUS Adjustable Frequency AC drive is a 200-240V AC or 310V DC unit with 0.75 (1) kilowatts(horsepower) and has a(n) IP 65 (NEMA 4) enclosure. This unit is in the English language. | 97.6623
57779 | 1336F-AQF10-AN-EN | G | This 1336F PLUS Adjustable Frequency AC drive is a 200-240V AC or 310V DC unit with 0.75 (1) kilowatts(horsepower) and has a(n) IP 00 (Open) enclosure. This unit is in the English language. | 98.6737
57810 | 1336F-AQF10-AN-IT | G | This 1336F PLUS Adjustable Frequency AC drive is a 200-240V AC or 310V DC unit with 0.75 (1) kilowatts(horsepower) and has a(n) IP 00 (Open) enclosure. This unit is in the Italian language. | 97.6127
57833 | 1336F-AQF15-AA-EN | G | This 1336F PLUS Adjustable Frequency AC drive is a 200-240V AC or 310V DC unit with 1.2 (1.5) kilowatts(horsepower) and has a(n) IP 20 (NEMA 1) enclosure. This unit is in the English language. | 96.6408
57809 | 1336F-AQF15-AE-DE | G | This 1336F PLUS Adjustable Frequency AC drive is a 200-240V AC or 310V DC unit with 1.2 (1.5) kilowatts(horsepower) and has a(n) IP 20 (NEMA 1)/EMC enclosure. This unit is in the German language. | 96.124
57808 | 1336F-AQF15-AE-IT | G | This 1336F PLUS Adjustable Frequency AC drive is a 200-240V AC or 310V DC unit with 1.2 (1.5) kilowatts(horsepower) and has a(n) IP 20 (NEMA 1)/EMC enclosure. This unit is in the Italian language. | 98.2188
57807 | 1336F-AQF15-AF-EN | G | This 1336F PLUS Adjustable Frequency AC drive is a 200-240V AC or 310V DC unit with 1.2 (1.5) kilowatts(horsepower) and has a(n) IP 65 (NEMA 4) enclosure. This unit is in the English language. | 98.4375
57806 | 1336F-AQF15-AJ-IT | G | This 1336F PLUS Adjustable Frequency AC drive is a 200-240V AC or 310V DC unit with 1.2 (1.5) kilowatts(horsepower) and has a(n) IP 54 (NEMA 12) enclosure. This unit is in the Italian language. | 98.1912
57805 | 1336F-AQF20-AA-EN | G | This 1336F PLUS Adjustable Frequency AC drive is a 200-240V AC or 310V DC unit with 1.5 (2) kilowatts(horsepower) and has a(n) IP 20 (NEMA 1) enclosure. This unit is in the English language. | 98.4293
57865 | 1336F-AQF20-AA-EN-L4 | G | This 1336F PLUS Adjustable Frequency AC drive is a 200-240V AC or 310V DC unit with 1.5 (2) kilowatts(horsepower) and has a(n) IP 20 (NEMA 1) enclosure. This unit is in the English language. </br>Mods: [TTL Contact] | 98.8453
57804 | 1336F-AQF20-AE-EN | G | This 1336F PLUS Adjustable Frequency AC drive is a 200-240V AC or 310V DC unit with 1.5 (2) kilowatts(horsepower) and has a(n) IP 20 (NEMA 1)/EMC enclosure. This unit is in the English language. | 98.9583
57803 | 1336F-AQF20-AF-DE | G | This 1336F PLUS Adjustable Frequency AC drive is a 200-240V AC or 310V DC unit with 1.5 (2) kilowatts(horsepower) and has a(n) IP 65 (NEMA 4) enclosure. This unit is in the German language. | 97.1129
57864 | 1336F-AQF20-AJ-EN-L6 | G | This 1336F PLUS Adjustable Frequency AC drive is a 200-240V AC or 310V DC unit with 1.5 (2) kilowatts(horsepower) and has a(n) IP 54 (NEMA 12) enclosure. This unit is in the English language. </br>Mods: [115V AC] | 97.6526
57802 | 1336F-AQF20-AN-EN | G | This 1336F PLUS Adjustable Frequency AC drive is a 200-240V AC or 310V DC unit with 1.5 (2) kilowatts(horsepower) and has a(n) IP 00 (Open) enclosure. This unit is in the English language. | 97.8947
15169 | 1336F-AQF20-AN-EN-L5 | G | This 1336F PLUS Adjustable Frequency AC drive is a 200-240V AC or 310V DC unit with 1.5 (2) kilowatts(horsepower) and has a(n) IP 00 (Open) enclosure. This unit is in the English language. </br>Mods: [24V AC/DC] | 98.5849
57863 | 1336F-AQF20-AN-EN-L6 | G | This 1336F PLUS Adjustable Frequency AC drive is a 200-240V AC or 310V DC unit with 1.5 (2) kilowatts(horsepower) and has a(n) IP 00 (Open) enclosure. This unit is in the English language. </br>Mods: [115V AC] | 96.9267
57801 | 1336F-AQF20-AN-IT | G | This 1336F PLUS Adjustable Frequency AC drive is a 200-240V AC or 310V DC unit with 1.5 (2) kilowatts(horsepower) and has a(n) IP 00 (Open) enclosure. This unit is in the Italian language. | 98.6737
57862 | 1336F-AQF20-AX-EN-L6 | G | This 1336F PLUS Adjustable Frequency AC drive is a 200-240V AC or 310V DC unit with 1.5 (2) kilowatts(horsepower) and has a(n) IP 00 (Open) enclosure. This unit is in the English language. </br>Mods: [115V AC] | 100
57799 | 1336F-AQF30-AA-EN | G | This 1336F PLUS Adjustable Frequency AC drive is a 200-240V AC or 310V DC unit with 2.2 (3) kilowatts(horsepower) and has a(n) IP 20 (NEMA 1) enclosure. This unit is in the English language. | 98.4293
15170 | 1336F-AQF30-AA-EN-HAS2-L4 | G | This 1336F PLUS Adjustable Frequency AC drive is a 200-240V AC or 310V DC unit with 2.2 (3) kilowatts(horsepower) and has a(n) IP 20 (NEMA 1) enclosure. This unit is in the English language. </br>Mods: [Programmer/Controller w/Digital Pot] , [TTL Contact] | 98.8327
57861 | 1336F-AQF30-AA-EN-L5 | G | This 1336F PLUS Adjustable Frequency AC drive is a 200-240V AC or 310V DC unit with 2.2 (3) kilowatts(horsepower) and has a(n) IP 20 (NEMA 1) enclosure. This unit is in the English language. </br>Mods: [24V AC/DC] | 97.6852
57798 | 1336F-AQF30-AF-DE | G | This 1336F PLUS Adjustable Frequency AC drive is a 200-240V AC or 310V DC unit with 2.2 (3) kilowatts(horsepower) and has a(n) IP 65 (NEMA 4) enclosure. This unit is in the German language. | 98.4127
57797 | 1336F-AQF30-AF-EN | G | This 1336F PLUS Adjustable Frequency AC drive is a 200-240V AC or 310V DC unit with 2.2 (3) kilowatts(horsepower) and has a(n) IP 65 (NEMA 4) enclosure. This unit is in the English language. | 98.4293
57796 | 1336F-AQF30-AF-IT | G | This 1336F PLUS Adjustable Frequency AC drive is a 200-240V AC or 310V DC unit with 2.2 (3) kilowatts(horsepower) and has a(n) IP 65 (NEMA 4) enclosure. This unit is in the Italian language. | 97.6253
57795 | 1336F-AQF30-AN-EN | G | This 1336F PLUS Adjustable Frequency AC drive is a 200-240V AC or 310V DC unit with 2.2 (3) kilowatts(horsepower) and has a(n) IP 00 (Open) enclosure. This unit is in the English language. | 98.4043
57860 | 1336F-AQF30-AN-EN-L5 | G | This 1336F PLUS Adjustable Frequency AC drive is a 200-240V AC or 310V DC unit with 2.2 (3) kilowatts(horsepower) and has a(n) IP 00 (Open) enclosure. This unit is in the English language. </br>Mods: [24V AC/DC] | 97.1831
57794 | 1336F-AQF50-AA-DE | G | This 1336F PLUS Adjustable Frequency AC drive is a 200-240V AC or 310V DC unit with 3.7 (5) kilowatts(horsepower) and has a(n) IP 20 (NEMA 1) enclosure. This unit is in the German language. | 97.3958
15171 | 1336F-AQF50-AA-EN | G | This 1336F PLUS Adjustable Frequency AC drive is a 200-240V AC or 310V DC unit with 3.7 (5) kilowatts(horsepower) and has a(n) IP 20 (NEMA 1) enclosure. This unit is in the English language. | 98.9583
57918 | 1336F-AQF50-AA-EN-HAS2 | G | This 1336F PLUS Adjustable Frequency AC drive is a 200-240V AC or 310V DC unit with 3.7 (5) kilowatts(horsepower) and has a(n) IP 20 (NEMA 1) enclosure. This unit is in the English language. </br>Mods: [Programmer/Controller w/Digital Pot] | 96.5795
58028 | 1336F-AQF50-AA-EN-HAS2-L4 | G | This 1336F PLUS Adjustable Frequency AC drive is a 200-240V AC or 310V DC unit with 3.7 (5) kilowatts(horsepower) and has a(n) IP 20 (NEMA 1) enclosure. This unit is in the English language. </br>Mods: [Programmer/Controller w/Digital Pot] , [TTL Contact] | 96.3391
58083 | 1336F-AQF50-AA-EN-HASP-L6E | G | This 1336F PLUS Adjustable Frequency AC drive is a 200-240V AC or 310V DC unit with 3.7 (5) kilowatts(horsepower) and has a(n) IP 20 (NEMA 1) enclosure. This unit is in the English language. </br>Mods: [Programmer Only] , [115V AC] | 95.7806
57859 | 1336F-AQF50-AA-EN-L4 | G | This 1336F PLUS Adjustable Frequency AC drive is a 200-240V AC or 310V DC unit with 3.7 (5) kilowatts(horsepower) and has a(n) IP 20 (NEMA 1) enclosure. This unit is in the English language. </br>Mods: [TTL Contact] | 98.8453
57848 | 1336F-AQF50-AA-EN-L6 | G | <p>This 1336F PLUS Adjustable Frequency AC drive is a 200-240V AC or 310V DC unit with 3.7 (5) kilowatts(horsepower) and has a(n) IP 20 (NEMA 1) enclosure. This unit is in the English language.<br /> Mods: [115V AC]</p> | 95.612
57793 | 1336F-AQF50-AE-EN | G | This 1336F PLUS Adjustable Frequency AC drive is a 200-240V AC or 310V DC unit with 3.7 (5) kilowatts(horsepower) and has a(n) IP 20 (NEMA 1)/EMC enclosure. This unit is in the English language. | 98.7212
57792 | 1336F-AQF50-AJ-DE | G | This 1336F PLUS Adjustable Frequency AC drive is a 200-240V AC or 310V DC unit with 3.7 (5) kilowatts(horsepower) and has a(n) IP 54 (NEMA 12) enclosure. This unit is in the German language. | 98.6807
57791 | 1336F-AQF50-AJ-EN | G | This 1336F PLUS Adjustable Frequency AC drive is a 200-240V AC or 310V DC unit with 3.7 (5) kilowatts(horsepower) and has a(n) IP 54 (NEMA 12) enclosure. This unit is in the English language. | 97.6623
57790 | 1336F-AQF50-AN-EN | G | This 1336F PLUS Adjustable Frequency AC drive is a 200-240V AC or 310V DC unit with 3.7 (5) kilowatts(horsepower) and has a(n) IP 00 (Open) enclosure. This unit is in the English language. | 98.4043
57789 | 1336F-AQF75-AA-EN | G | This 1336F PLUS Adjustable Frequency AC drive is a 200-240V AC or 310V DC unit with 5.5 (7.5) kilowatts(horsepower) and has a(n) IP 20 (NEMA 1) enclosure. This unit is in the English language. | 98.4456
59518 | 1336F-B007-AA-EN | G | <p>This 1336F PLUS Adjustable Frequency AC drive is a 380-480V AC unit with 5.5 (7.5) kilowatts(horsepower) and has a(n) IP 20 (NEMA 1) enclosure. This unit is in the English language.</p> | 96.8421
59419 | 1336F-B010-AA-EN-HASP | G | <p>This 1336F PLUS Adjustable Frequency AC drive is a 380-480V AC unit with 7.5 (10) kilowatts(horsepower) and has a(n) IP 20 (NEMA 1) enclosure. This unit is in the English language.<br /> Mods: [Programmer Only]</p> | 95.7684
59495 | 1336F-B015-AA-EN | G | <p>This 1336F PLUS Adjustable Frequency AC drive is a 380-480V AC unit with 11 (15) kilowatts(horsepower) and has a(n) IP 20 (NEMA 1) enclosure. This unit is in the English language.</p> | 98.9418
59488 | 1336F-B015-AA-EN-GM1-HCS2-LA4-L6 | G | <p>This 1336F PLUS Adjustable Frequency AC drive is a 380-480V AC unit with 11 (15) kilowatts(horsepower) and has a(n) IP 20 (NEMA 1) enclosure. This unit is in the English language.<br /> Mods: [Single Point Remote I/O B Frame] , [Programmer/Controller w/Digital Pot &amp; Upload/Download Capability] , [One Isolated Configurable Input &amp; Output] , [115V AC]</p> | 98.3607
59441 | 1336F-B015-AA-EN-HASP-L6 | G | <p>This 1336F PLUS Adjustable Frequency AC drive is a 380-480V AC unit with 11 (15) kilowatts(horsepower) and has a(n) IP 20 (NEMA 1) enclosure. This unit is in the English language.<br /> Mods: [Programmer Only] , [115V AC]</p> | 96.9565
59431 | 1336F-B015-AA-EN-HCS2-L6 | G | <p>This 1336F PLUS Adjustable Frequency AC drive is a 380-480V AC unit with 11 (15) kilowatts(horsepower) and has a(n) IP 20 (NEMA 1) enclosure. This unit is in the English language.<br /> Mods: [Programmer/Controller w/Digital Pot &amp; Upload/Download Capability] , [115V AC]</p> | 98.9362
59517 | 1336F-B015-AE-EN | G | <p>This 1336F PLUS Adjustable Frequency AC drive is a 380-480V AC unit with 11 (15) kilowatts(horsepower) and has a(n) IP 20 (NEMA 1)/EMC enclosure. This unit is in the English language.</p> | 97.9058
59501 | 1336F-B015-AE-ES | G | <p>This 1336F PLUS Adjustable Frequency AC drive is a 380-480V AC unit with 11 (15) kilowatts(horsepower) and has a(n) IP 20 (NEMA 1)/EMC enclosure. This unit is in the Spanish language.</p> | 98.4293
15173 | 1336F-B015-AJ-EN-HJP-L5 | G | This 1336F PLUS Adjustable Frequency AC drive is a 380-480V AC unit with 11 (15) kilowatts(horsepower) and has a(n) IP 54 (NEMA 12) enclosure. This unit is in the English language. </br>Mods: [Programmer Only] , [24V AC/DC] | 95.7871
15174 | 1336F-B015-AN-EN | G | This 1336F PLUS Adjustable Frequency AC drive is a 380-480V AC unit with 11 (15) kilowatts(horsepower) and has a(n) IP 00 (Open) enclosure. This unit is in the English language. | 97.7401
59474 | 1336F-B015-AN-EN-GM1-HAS2 | G | <p>This 1336F PLUS Adjustable Frequency AC drive is a 380-480V AC unit with 11 (15) kilowatts(horsepower) and has a(n) IP 00 (Open) enclosure. This unit is in the English language.<br /> Mods: [Single Point Remote I/O B Frame] , [Programmer/Controller w/Digital Pot]</p> | 97.8339
59483 | 1336F-B015-AN-EN-GM1-HAS2-L6 | G | <p>This 1336F PLUS Adjustable Frequency AC drive is a 380-480V AC unit with 11 (15) kilowatts(horsepower) and has a(n) IP 00 (Open) enclosure. This unit is in the English language.<br /> Mods: [Single Point Remote I/O B Frame] , [Programmer/Controller w/Digital Pot] , [115V AC]</p> | 97.8873
15175 | 1336F-B015-AN-EN-GM1-L6 | G | This 1336F PLUS Adjustable Frequency AC drive is a 380-480V AC unit with 11 (15) kilowatts(horsepower) and has a(n) IP 00 (Open) enclosure. This unit is in the English language. </br>Mods: [Single Point Remote I/O B Frame] , [115V AC] | 95.6341
15176 | 1336F-B015-AN-EN-HAS2-L5 | G | This 1336F PLUS Adjustable Frequency AC drive is a 380-480V AC unit with 11 (15) kilowatts(horsepower) and has a(n) IP 00 (Open) enclosure. This unit is in the English language. </br>Mods: [Programmer/Controller w/Digital Pot] , [24V AC/DC] | 95.1613
59499 | 1336F-B020-AA-EN | G | <p>This 1336F PLUS Adjustable Frequency AC drive is a 380-480V AC unit with 15 (20) kilowatts(horsepower) and has a(n) IP 20 (NEMA 1) enclosure. This unit is in the English language.</p> | 98.3957
15177 | 1336F-B020-AA-EN-HAS1-L4 | G | This 1336F PLUS Adjustable Frequency AC drive is a 380-480V AC unit with 15 (20) kilowatts(horsepower) and has a(n) IP 20 (NEMA 1) enclosure. This unit is in the English language. </br>Mods: [Programmer/Controller w/Analog Pot] , [TTL Contact] | 96.1924
59433 | 1336F-B020-AA-EN-HAS1-L6 | G | <p>This 1336F PLUS Adjustable Frequency AC drive is a 380-480V AC unit with 15 (20) kilowatts(horsepower) and has a(n) IP 20 (NEMA 1) enclosure. This unit is in the English language.<br /> Mods: [Programmer/Controller w/Analog Pot] , [115V AC]</p> | 97.7867
59440 | 1336F-B020-AA-EN-HAS2-L5 | G | <p>This 1336F PLUS Adjustable Frequency AC drive is a 380-480V AC unit with 15 (20) kilowatts(horsepower) and has a(n) IP 20 (NEMA 1) enclosure. This unit is in the English language.<br /> Mods: [Programmer/Controller w/Digital Pot] , [24V AC/DC]</p> | 99.2063
59418 | 1336F-B020-AA-EN-HASP | G | <p>This 1336F PLUS Adjustable Frequency AC drive is a 380-480V AC unit with 15 (20) kilowatts(horsepower) and has a(n) IP 20 (NEMA 1) enclosure. This unit is in the English language.<br /> Mods: [Programmer Only]</p> | 98.8506
59461 | 1336F-B020-AA-EN-HASP-L5 | G | <p>This 1336F PLUS Adjustable Frequency AC drive is a 380-480V AC unit with 15 (20) kilowatts(horsepower) and has a(n) IP 20 (NEMA 1) enclosure. This unit is in the English language.<br /> Mods: [Programmer Only] , [24V AC/DC]</p> | 97.6242
59415 | 1336F-B020-AA-EN-HCS2 | G | <p>This 1336F PLUS Adjustable Frequency AC drive is a 380-480V AC unit with 15 (20) kilowatts(horsepower) and has a(n) IP 20 (NEMA 1) enclosure. This unit is in the English language.<br /> Mods: [Programmer/Controller w/Digital Pot &amp; Upload/Download Capability]</p> | 97.8261
59437 | 1336F-B020-AA-EN-HCS2-L6 | G | <p>This 1336F PLUS Adjustable Frequency AC drive is a 380-480V AC unit with 15 (20) kilowatts(horsepower) and has a(n) IP 20 (NEMA 1) enclosure. This unit is in the English language.<br /> Mods: [Programmer/Controller w/Digital Pot &amp; Upload/Download Capability] , [115V AC]</p> | 97.5177
15178 | 1336F-B020-AA-EN-L6 | G | This 1336F PLUS Adjustable Frequency AC drive is a 380-480V AC unit with 15 (20) kilowatts(horsepower) and has a(n) IP 20 (NEMA 1) enclosure. This unit is in the English language. </br>Mods: [115V AC] | 97.2705
59497 | 1336F-B020-AE-FR | G | <p>This 1336F PLUS Adjustable Frequency AC drive is a 380-480V AC unit with 15 (20) kilowatts(horsepower) and has a(n) IP 20 (NEMA 1)/EMC enclosure. This unit is in the French language.</p> | 96.5879
59460 | 1336F-B020-AN-EN-HASP-L6 | G | <p>This 1336F PLUS Adjustable Frequency AC drive is a 380-480V AC unit with 15 (20) kilowatts(horsepower) and has a(n) IP 00 (Open) enclosure. This unit is in the English language.<br /> Mods: [Programmer Only] , [115V AC]</p> | 95.6332
59443 | 1336F-B020-AN-EN-HCS1-L6 | G | <p>This 1336F PLUS Adjustable Frequency AC drive is a 380-480V AC unit with 15 (20) kilowatts(horsepower) and has a(n) IP 00 (Open) enclosure. This unit is in the English language.<br /> Mods: [HCS1 Programmer/Controller w/Analog Pot &amp; Upload/Download Capability] , [115V AC]</p> | 95.3043
59401 | 1336F-B020-AN-EN-L6 | G | <p>This 1336F PLUS Adjustable Frequency AC drive is a 380-480V AC unit with 15 (20) kilowatts(horsepower) and has a(n) IP 00 (Open) enclosure. This unit is in the English language.<br /> Mods: [115V AC]</p> | 99.0385
15179 | 1336F-B020V-AA-CB-HAIC-JF-JR-LR | G | Allen-Bradley 1336 PLUS II drive with 380-480V AC voltage, 20 HP Rating and, IP20 (NEMA 1) enclosure
15180 | 1336F-B025-AA-EN-GM1-HCS2 | G | This 1336F PLUS Adjustable Frequency AC drive is a 380-480V AC unit with 18.5 (25) kilowatts(horsepower) and has a(n) IP 20 (NEMA 1) enclosure. This unit is in the English language. </br>Mods: [Single Point Remote I/O B Frame] , [Programmer/Controller w/Digital Pot & Upload/Download Capability] | 95.6954
15181 | 1336F-B025-AA-EN-HAS1-L6 | G | This 1336F PLUS Adjustable Frequency AC drive is a 380-480V AC unit with 18.5 (25) kilowatts(horsepower) and has a(n) IP 20 (NEMA 1) enclosure. This unit is in the English language. </br>Mods: [Programmer/Controller w/Analog Pot] , [115V AC] | 97.9339
59458 | 1336F-B025-AA-EN-HAS2-L5 | G | <p>This 1336F PLUS Adjustable Frequency AC drive is a 380-480V AC unit with 18.5 (25) kilowatts(horsepower) and has a(n) IP 20 (NEMA 1) enclosure. This unit is in the English language.<br /> Mods: [Programmer/Controller w/Digital Pot] , [24V AC/DC]</p> | 96.5251
15182 | 1336F-B025-AE-EN | G | This 1336F PLUS Adjustable Frequency AC drive is a 380-480V AC unit with 18.5 (25) kilowatts(horsepower) and has a(n) IP 20 (NEMA 1)/EMC enclosure. This unit is in the English language. | 97.8261
59481 | 1336F-B025-AE-EN-GM1-HAS1-L6 | G | <p>This 1336F PLUS Adjustable Frequency AC drive is a 380-480V AC unit with 18.5 (25) kilowatts(horsepower) and has a(n) IP 20 (NEMA 1)/EMC enclosure. This unit is in the English language.<br /> Mods: [Single Point Remote I/O B Frame] , [Programmer/Controller w/Analog Pot] , [115V AC]</p> | 96.6957
15183 | 1336F-B025-AN-EN | G | This 1336F PLUS Adjustable Frequency AC drive is a 380-480V AC unit with 18.5 (25) kilowatts(horsepower) and has a(n) IP 00 (Open) enclosure. This unit is in the English language. | 98.3146
59412 | 1336F-B025-AN-EN-GM1 | G | <p>This 1336F PLUS Adjustable Frequency AC drive is a 380-480V AC unit with 18.5 (25) kilowatts(horsepower) and has a(n) IP 00 (Open) enclosure. This unit is in the English language.<br /> Mods: [Single Point Remote I/O B Frame]</p> | 97.8448
59423 | 1336F-B025-AN-EN-GM1-L6 | G | <p>This 1336F PLUS Adjustable Frequency AC drive is a 380-480V AC unit with 18.5 (25) kilowatts(horsepower) and has a(n) IP 00 (Open) enclosure. This unit is in the English language.<br /> Mods: [Single Point Remote I/O B Frame] , [115V AC]</p> | 97.166
15184 | 1336F-B025-AN-EN-HAS2-L6 | G | This 1336F PLUS Adjustable Frequency AC drive is a 380-480V AC unit with 18.5 (25) kilowatts(horsepower) and has a(n) IP 00 (Open) enclosure. This unit is in the English language. </br>Mods: [Programmer/Controller w/Digital Pot] , [115V AC] | 97.1074
59408 | 1336F-B025-AN-EN-L5 | G | <p>This 1336F PLUS Adjustable Frequency AC drive is a 380-480V AC unit with 18.5 (25) kilowatts(horsepower) and has a(n) IP 00 (Open) enclosure. This unit is in the English language.<br /> Mods: [24V AC/DC]</p> | 95.7143
15185 | 1336F-B030-AA-EN | G | This 1336F PLUS Adjustable Frequency AC drive is a 380-480V AC unit with 22 (30) kilowatts(horsepower) and has a(n) IP 20 (NEMA 1) enclosure. This unit is in the English language. | 98.895
59469 | 1336F-B030-AA-EN-GM1-HAS1 | G | <p>This 1336F PLUS Adjustable Frequency AC drive is a 380-480V AC unit with 22 (30) kilowatts(horsepower) and has a(n) IP 20 (NEMA 1) enclosure. This unit is in the English language.<br /> Mods: [Single Point Remote I/O B Frame] , [Programmer/Controller w/Analog Pot]</p> | 97.8417
59479 | 1336F-B030-AA-EN-GM1-HAS1-L6 | G | <p>This 1336F PLUS Adjustable Frequency AC drive is a 380-480V AC unit with 22 (30) kilowatts(horsepower) and has a(n) IP 20 (NEMA 1) enclosure. This unit is in the English language.<br /> Mods: [Single Point Remote I/O B Frame] , [Programmer/Controller w/Analog Pot] , [115V AC]</p> | 97.561
59427 | 1336F-B030-AA-EN-GM5-L5 | G | <p>This 1336F PLUS Adjustable Frequency AC drive is a 380-480V AC unit with 22 (30) kilowatts(horsepower) and has a(n) IP 20 (NEMA 1) enclosure. This unit is in the English language.<br /> Mods: [DeviceNet] , [24V AC/DC]</p> | 97.3214
15186 | 1336F-B030-AA-EN-HAS2 | G | This 1336F PLUS Adjustable Frequency AC drive is a 380-480V AC unit with 22 (30) kilowatts(horsepower) and has a(n) IP 20 (NEMA 1) enclosure. This unit is in the English language. </br>Mods: [Programmer/Controller w/Digital Pot] | 95.7082
15187 | 1336F-B030-AA-EN-HAS2-L6 | G | This 1336F PLUS Adjustable Frequency AC drive is a 380-480V AC unit with 22 (30) kilowatts(horsepower) and has a(n) IP 20 (NEMA 1) enclosure. This unit is in the English language. </br>Mods: [Programmer/Controller w/Digital Pot] , [115V AC] | 97.2399
59455 | 1336F-B030-AA-EN-HCS2-L4 | G | <p>This 1336F PLUS Adjustable Frequency AC drive is a 380-480V AC unit with 22 (30) kilowatts(horsepower) and has a(n) IP 20 (NEMA 1) enclosure. This unit is in the English language.<br /> Mods: [Programmer/Controller w/Digital Pot &amp; Upload/Download Capability] , [TTL Contact]</p> | 98.2578
15188 | 1336F-B030-AA-EN-HCS2-L8E | G | This 1336F PLUS Adjustable Frequency AC drive is a 380-480V AC unit with 22 (30) kilowatts(horsepower) and has a(n) IP 20 (NEMA 1) enclosure. This unit is in the English language. </br>Mods: [Programmer/Controller w/Digital Pot & Upload/Download Capability] , [24V AC/DC & Encoder Feedback for use with Encoder Loss Detection] | 96.4179
15189 | 1336F-B030-AE-EN | G | This 1336F PLUS Adjustable Frequency AC drive is a 380-480V AC unit with 22 (30) kilowatts(horsepower) and has a(n) IP 20 (NEMA 1)/EMC enclosure. This unit is in the English language. | 98.3607
59453 | 1336F-B030-AN-EN-HCS2-L4 | G | <p>This 1336F PLUS Adjustable Frequency AC drive is a 380-480V AC unit with 22 (30) kilowatts(horsepower) and has a(n) IP 00 (Open) enclosure. This unit is in the English language.<br /> Mods: [Programmer/Controller w/Digital Pot &amp; Upload/Download Capability] , [TTL Contact]</p> | 97.8947
59407 | 1336F-B030-AN-EN-L6 | G | <p>This 1336F PLUS Adjustable Frequency AC drive is a 380-480V AC unit with 22 (30) kilowatts(horsepower) and has a(n) IP 00 (Open) enclosure. This unit is in the English language.<br /> Mods: [115V AC]</p> | 98.0769
59422 | 1336F-B030-AN-EN-LA4-L6 | G | <p>This 1336F PLUS Adjustable Frequency AC drive is a 380-480V AC unit with 22 (30) kilowatts(horsepower) and has a(n) IP 00 (Open) enclosure. This unit is in the English language.<br /> Mods: [One Isolated Configurable Input &amp; Output] , [115V AC]</p> | 98.8327
59493 | 1336F-B040-AA-EN | G | <p>This 1336F PLUS Adjustable Frequency AC drive is a 380-480V AC unit with 30 (40) kilowatts(horsepower) and has a(n) IP 20 (NEMA 1) enclosure. This unit is in the English language.</p> | 98.9305
59452 | 1336F-B040-AA-EN-HAS2-L4 | G | <p>This 1336F PLUS Adjustable Frequency AC drive is a 380-480V AC unit with 30 (40) kilowatts(horsepower) and has a(n) IP 20 (NEMA 1) enclosure. This unit is in the English language.<br /> Mods: [Programmer/Controller w/Digital Pot] , [TTL Contact]</p> | 96.2525
59442 | 1336F-B040-AA-EN-HAS2-L6 | G | <p>This 1336F PLUS Adjustable Frequency AC drive is a 380-480V AC unit with 30 (40) kilowatts(horsepower) and has a(n) IP 20 (NEMA 1) enclosure. This unit is in the English language.<br /> Mods: [Programmer/Controller w/Digital Pot] , [115V AC]</p> | 98.3936
15191 | 1336F-B040-AE-EN | G | This 1336F PLUS Adjustable Frequency AC drive is a 380-480V AC unit with 30 (40) kilowatts(horsepower) and has a(n) IP 20 (NEMA 1)/EMC enclosure. This unit is in the English language. | 98.9071
59486 | 1336F-B040-AJ-EN-HJ2-LA2-LA3-L6 | G | <p>This 1336F PLUS Adjustable Frequency AC drive is a 380-480V AC unit with 30 (40) kilowatts(horsepower) and has a(n) IP 54 (NEMA 12) enclosure. This unit is in the English language.<br /> Mods: [Programmer/Controller w/Digital Pot] , [Two Isolated Configurable Inputs] , [Two Isolated Configurable Outputs] , [115V AC]</p> | 97.2393
15192 | 1336F-B040-AN-EN | G | This 1336F PLUS Adjustable Frequency AC drive is a 380-480V AC unit with 30 (40) kilowatts(horsepower) and has a(n) IP 00 (Open) enclosure. This unit is in the English language. | 96.6851
59414 | 1336F-B040-AN-EN-GM1 | G | <p>This 1336F PLUS Adjustable Frequency AC drive is a 380-480V AC unit with 30 (40) kilowatts(horsepower) and has a(n) IP 00 (Open) enclosure. This unit is in the English language.<br /> Mods: [Single Point Remote I/O B Frame]</p> | 95.3782
15193 | 1336F-B040-AX-EN-L6 | G | This 1336F PLUS Adjustable Frequency AC drive is a 380-480V AC unit with 30 (40) kilowatts(horsepower) and has a(n) IP 00 (Open) enclosure. This unit is in the English language. </br>Mods: [115V AC] | 96.7419
59509 | 1336F-B050-AA-EN | G | <p>This 1336F PLUS Adjustable Frequency AC drive is a 380-480V AC unit with 37 (50) kilowatts(horsepower) and has a(n) IP 20 (NEMA 1) enclosure. This unit is in the English language.</p> | 98.6667
59477 | 1336F-B050-AA-EN-GM1-HAS2-L6 | G | <p>This 1336F PLUS Adjustable Frequency AC drive is a 380-480V AC unit with 37 (50) kilowatts(horsepower) and has a(n) IP 20 (NEMA 1) enclosure. This unit is in the English language.<br /> Mods: [Single Point Remote I/O B Frame] , [Programmer/Controller w/Digital Pot] , [115V AC]</p> | 98.9474
59420 | 1336F-B050-AA-EN-HAS2 | G | <p>This 1336F PLUS Adjustable Frequency AC drive is a 380-480V AC unit with 37 (50) kilowatts(horsepower) and has a(n) IP 20 (NEMA 1) enclosure. This unit is in the English language.<br /> Mods: [Programmer/Controller w/Digital Pot]</p> | 96.7078
15194 | 1336F-B050-AA-EN-HAS2-L6 | G | This 1336F PLUS Adjustable Frequency AC drive is a 380-480V AC unit with 37 (50) kilowatts(horsepower) and has a(n) IP 20 (NEMA 1) enclosure. This unit is in the English language. </br>Mods: [Programmer/Controller w/Digital Pot] , [115V AC] | 98.7603
59451 | 1336F-B050-AA-EN-HASP-L4 | G | <p>This 1336F PLUS Adjustable Frequency AC drive is a 380-480V AC unit with 37 (50) kilowatts(horsepower) and has a(n) IP 20 (NEMA 1) enclosure. This unit is in the English language.<br /> Mods: [Programmer Only] , [TTL Contact]</p> | 95.2586
15195 | 1336F-B050-AE-EN | G | This 1336F PLUS Adjustable Frequency AC drive is a 380-480V AC unit with 37 (50) kilowatts(horsepower) and has a(n) IP 20 (NEMA 1)/EMC enclosure. This unit is in the English language. | 98.3607
15196 | 1336F-B050-AJ-EN-HJ2-L6 | G | This 1336F PLUS Adjustable Frequency AC drive is a 380-480V AC unit with 37 (50) kilowatts(horsepower) and has a(n) IP 54 (NEMA 12) enclosure. This unit is in the English language. </br>Mods: [Programmer/Controller w/Digital Pot] , [115V AC] | 98.9691
59508 | 1336F-B050-AN-EN | G | <p>This 1336F PLUS Adjustable Frequency AC drive is a 380-480V AC unit with 37 (50) kilowatts(horsepower) and has a(n) IP 00 (Open) enclosure. This unit is in the English language.</p> | 98.6523
59450 | 1336F-B050-AN-EN-HAS2-L6 | G | <p>This 1336F PLUS Adjustable Frequency AC drive is a 380-480V AC unit with 37 (50) kilowatts(horsepower) and has a(n) IP 00 (Open) enclosure. This unit is in the English language.<br /> Mods: [Programmer/Controller w/Digital Pot] , [115V AC]</p> | 95.3722
59436 | 1336F-B060-AA-EN-HAS2-L6 | G | <p>This 1336F PLUS Adjustable Frequency AC drive is a 380-480V AC unit with 45 (60) kilowatts(horsepower) and has a(n) IP 20 (NEMA 1) enclosure. This unit is in the English language.<br /> Mods: [Programmer/Controller w/Digital Pot] , [115V AC]</p> | 98.7952
59432 | 1336F-B060-AA-EN-HCS2-L4 | G | <p>This 1336F PLUS Adjustable Frequency AC drive is a 380-480V AC unit with 45 (60) kilowatts(horsepower) and has a(n) IP 20 (NEMA 1) enclosure. This unit is in the English language.<br /> Mods: [Programmer/Controller w/Digital Pot &amp; Upload/Download Capability] , [TTL Contact]</p> | 98.951
59405 | 1336F-B060-AA-EN-L4 | G | <p>This 1336F PLUS Adjustable Frequency AC drive is a 380-480V AC unit with 45 (60) kilowatts(horsepower) and has a(n) IP 20 (NEMA 1) enclosure. This unit is in the English language.<br /> Mods: [TTL Contact]</p> | 95.4751
59417 | 1336F-B060-AN-EN-HCS2 | G | <p>This 1336F PLUS Adjustable Frequency AC drive is a 380-480V AC unit with 45 (60) kilowatts(horsepower) and has a(n) IP 00 (Open) enclosure. This unit is in the English language.<br /> Mods: [Programmer/Controller w/Digital Pot &amp; Upload/Download Capability]</p> | 96.0145
15198 | 1336F-B060-AN-EN-HCSP-L6 | G | This 1336F PLUS Adjustable Frequency AC drive is a 380-480V AC unit with 45 (60) kilowatts(horsepower) and has a(n) IP 00 (Open) enclosure. This unit is in the English language. </br>Mods: [Programmer Only & Upload/Download Capability] , [115V AC] | 95.3307
59400 | 1336F-B060-AN-EN-L6 | G | <p>This 1336F PLUS Adjustable Frequency AC drive is a 380-480V AC unit with 45 (60) kilowatts(horsepower) and has a(n) IP 00 (Open) enclosure. This unit is in the English language.<br /> Mods: [115V AC]</p> | 99.0338
59507 | 1336F-B075-AA-EN | G | <p>This 1336F PLUS Adjustable Frequency AC drive is a 380-480V AC unit with 56 (75) kilowatts(horsepower) and has a(n) IP 20 (NEMA 1) enclosure. This unit is in the English language.</p> | 98.9362
59416 | 1336F-B075-AA-EN-HAS1 | G | <p>This 1336F PLUS Adjustable Frequency AC drive is a 380-480V AC unit with 56 (75) kilowatts(horsepower) and has a(n) IP 20 (NEMA 1) enclosure. This unit is in the English language.<br /> Mods: [Programmer/Controller w/Analog Pot]</p> | 96.8288
59449 | 1336F-B075-AA-EN-HAS2-L6 | G | <p>This 1336F PLUS Adjustable Frequency AC drive is a 380-480V AC unit with 56 (75) kilowatts(horsepower) and has a(n) IP 20 (NEMA 1) enclosure. This unit is in the English language.<br /> Mods: [Programmer/Controller w/Digital Pot] , [115V AC]</p> | 97.3948
59434 | 1336F-B075-AA-EN-HCS1-L6 | G | <p>This 1336F PLUS Adjustable Frequency AC drive is a 380-480V AC unit with 56 (75) kilowatts(horsepower) and has a(n) IP 20 (NEMA 1) enclosure. This unit is in the English language.<br /> Mods: [HCS1 Programmer/Controller w/Analog Pot &amp; Upload/Download Capability] , [115V AC]</p> | 97.0537
15199 | 1336F-B075-AE-EN | G | This 1336F PLUS Adjustable Frequency AC drive is a 380-480V AC unit with 56 (75) kilowatts(horsepower) and has a(n) IP 20 (NEMA 1)/EMC enclosure. This unit is in the English language. | 98.3696
15200 | 1336F-B075-AN-EN | G | This 1336F PLUS Adjustable Frequency AC drive is a 380-480V AC unit with 56 (75) kilowatts(horsepower) and has a(n) IP 00 (Open) enclosure. This unit is in the English language. | 98.3146
59448 | 1336F-B075-AN-EN-HAS1-L6 | G | <p>This 1336F PLUS Adjustable Frequency AC drive is a 380-480V AC unit with 56 (75) kilowatts(horsepower) and has a(n) IP 00 (Open) enclosure. This unit is in the English language.<br /> Mods: [Programmer/Controller w/Analog Pot] , [115V AC]</p> | 96.9574
59404 | 1336F-B075-AN-EN-L4 | G | <p>This 1336F PLUS Adjustable Frequency AC drive is a 380-480V AC unit with 56 (75) kilowatts(horsepower) and has a(n) IP 00 (Open) enclosure. This unit is in the English language.<br /> Mods: [TTL Contact]</p> | 95.7547
15201 | 1336F-B075-AN-EN-L6 | G | This 1336F PLUS Adjustable Frequency AC drive is a 380-480V AC unit with 56 (75) kilowatts(horsepower) and has a(n) IP 00 (Open) enclosure. This unit is in the English language. </br>Mods: [115V AC] | 97.9899
15202 | 1336F-B100-AA-EN | G | This 1336F PLUS Adjustable Frequency AC drive is a 380-480V AC unit with 75 (100) kilowatts(horsepower) and has a(n) IP 20 (NEMA 1) enclosure. This unit is in the English language. | 98.0501
59430 | 1336F-B100-AA-EN-HAS1-L6 | G | <p>This 1336F PLUS Adjustable Frequency AC drive is a 380-480V AC unit with 75 (100) kilowatts(horsepower) and has a(n) IP 20 (NEMA 1) enclosure. This unit is in the English language.<br /> Mods: [Programmer/Controller w/Analog Pot] , [115V AC]</p> | 98.994
15203 | 1336F-B100-AN-EN | G | This 1336F PLUS Adjustable Frequency AC drive is a 380-480V AC unit with 75 (100) kilowatts(horsepower) and has a(n) IP 00 (Open) enclosure. This unit is in the English language. | 98.0282
59487 | 1336F-B100-AN-EN-HAS2-LA2-LA3-L6 | G | <p>This 1336F PLUS Adjustable Frequency AC drive is a 380-480V AC unit with 75 (100) kilowatts(horsepower) and has a(n) IP 00 (Open) enclosure. This unit is in the English language.<br /> Mods: [Programmer/Controller w/Digital Pot] , [Two Isolated Configurable Inputs] , [Two Isolated Configurable Outputs] , [115V AC]</p> | 95.2381
15204 | 1336F-B100-AN-EN-L6 | G | The Allen Bradley 1336F-B050-AN-EN-L6 is an adjustable frequency AC drive that is part of the 1336F Plus II product family. It has a rated Input voltage of 380 - 480VAC, 3 Phase with an output current of 138.0 amperes, power of 75.0 kilowatts or 100.0 Horsepower and IP00 protection rating. | 98.6207
59515 | 1336F-B125-AA-EN | G | <p>This 1336F PLUS Adjustable Frequency AC drive is a 380-480V AC unit with 93 (125) kilowatts(horsepower) and has a(n) IP 20 (NEMA 1) enclosure. This unit is in the English language.</p> | 97.6253
59467 | 1336F-B125-AA-EN-GM1-HCS2 | G | <p>This 1336F PLUS Adjustable Frequency AC drive is a 380-480V AC unit with 93 (125) kilowatts(horsepower) and has a(n) IP 20 (NEMA 1) enclosure. This unit is in the English language.<br /> Mods: [Single Point Remote I/O B Frame] , [Programmer/Controller w/Digital Pot &amp; Upload/Download Capability]</p> | 96.2723
15206 | 1336F-B125-AE-EN-HCS2-L8E | G | This 1336F PLUS Adjustable Frequency AC drive is a 380-480V AC unit with 93 (125) kilowatts(horsepower) and has a(n) IP 20 (NEMA 1)/EMC enclosure. This unit is in the English language. </br>Mods: [Programmer/Controller w/Digital Pot & Upload/Download Capability] , [24V AC/DC & Encoder Feedback for use with Encoder Loss Detection] | 98.0333
59514 | 1336F-B125-AN-EN | G | <p>This 1336F PLUS Adjustable Frequency AC drive is a 380-480V AC unit with 93 (125) kilowatts(horsepower) and has a(n) IP 00 (Open) enclosure. This unit is in the English language.</p> | 98.1132
15207 | 1336F-B125-AN-EN-L6 | G | This 1336F PLUS Adjustable Frequency AC drive is a 380-480V AC unit with 93 (125) kilowatts(horsepower) and has a(n) IP 00 (Open) enclosure. This unit is in the English language. </br>Mods: [115V AC] | 98.5
59506 | 1336F-B150-AE-EN | G | <p>This 1336F PLUS Adjustable Frequency AC drive is a 380-480V AC unit with 112 (150) kilowatts(horsepower) and has a(n) IP 20 (NEMA 1)/EMC enclosure. This unit is in the English language.</p> | 99.4792
59500 | 1336F-B150-AN-EN | G | <p>This 1336F PLUS Adjustable Frequency AC drive is a 380-480V AC unit with 112 (150) kilowatts(horsepower) and has a(n) IP 00 (Open) enclosure. This unit is in the English language.</p> | 98.3871
59402 | 1336F-B150-AN-EN-L6 | G | <p>This 1336F PLUS Adjustable Frequency AC drive is a 380-480V AC unit with 112 (150) kilowatts(horsepower) and has a(n) IP 00 (Open) enclosure. This unit is in the English language.<br /> Mods: [115V AC]</p> | 98.5577
59447 | 1336F-B200-AA-EN-GMS6-L4 | G | <p>This 1336F PLUS Adjustable Frequency AC drive is a 380-480V AC unit with 149 (200) kilowatts(horsepower) and has a(n) IP 20 (NEMA 1) enclosure. This unit is in the English language.<br /> Mods: [GM6 with Snap-In Cradle] , [TTL Contact]</p> | 97.9339
59498 | 1336F-B200-AN-EN | G | <p>This 1336F PLUS Adjustable Frequency AC drive is a 380-480V AC unit with 149 (200) kilowatts(horsepower) and has a(n) IP 00 (Open) enclosure. This unit is in the English language.</p> | 98.9247
59435 | 1336F-B200-AN-EN-HAS2-L6 | G | <p>This 1336F PLUS Adjustable Frequency AC drive is a 380-480V AC unit with 149 (200) kilowatts(horsepower) and has a(n) IP 00 (Open) enclosure. This unit is in the English language.<br /> Mods: [Programmer/Controller w/Digital Pot] , [115V AC]</p> | 98.3871
59403 | 1336F-B200-AN-EN-L6 | G | <p>This 1336F PLUS Adjustable Frequency AC drive is a 380-480V AC unit with 149 (200) kilowatts(horsepower) and has a(n) IP 00 (Open) enclosure. This unit is in the English language.<br /> Mods: [115V AC]</p> | 98.0861
57841 | 1336F-BR200-AN-EN-LG | G | This 1336F PLUS Adjustable Frequency AC drive is a 380-480VAC or 513-620V DC unit with 149 (200) kilowatts(horsepower) and has a(n) IP 00 (Open) enclosure. This unit is in the English language. | 98.4375
57788 | 1336F-BRF05-AA-EN | G | This 1336F PLUS Adjustable Frequency AC drive is a 380-480VAC or 513-620V DC unit with 0.37 (0.5) kilowatts(horsepower) and has a(n) IP 20 (NEMA 1) enclosure. This unit is in the English language. | 98.9899
58027 | 1336F-BRF05-AA-EN-GMS5-L4 | G | This 1336F PLUS Adjustable Frequency AC drive is a 380-480VAC or 513-620V DC unit with 0.37 (0.5) kilowatts(horsepower) and has a(n) IP 20 (NEMA 1) enclosure. This unit is in the English language. </br>Mods: [GM5 with Snap-In Cradle] , [TTL Contact] | 98.2036
15208 | 1336F-BRF05-AA-EN-HAS1-L6E | G | This 1336F PLUS Adjustable Frequency AC drive is a 380-480VAC or 513-620V DC unit with 0.37 (0.5) kilowatts(horsepower) and has a(n) IP 20 (NEMA 1) enclosure. This unit is in the English language. </br>Mods: [Programmer/Controller w/Analog Pot] , [115V AC] | 98.8327
58026 | 1336F-BRF05-AA-EN-HAS2-L4 | G | This 1336F PLUS Adjustable Frequency AC drive is a 380-480VAC or 513-620V DC unit with 0.37 (0.5) kilowatts(horsepower) and has a(n) IP 20 (NEMA 1) enclosure. This unit is in the English language. </br>Mods: [Programmer/Controller w/Digital Pot] , [TTL Contact] | 98.6667
15209 | 1336F-BRF05-AA-EN-HASB-L6 | G | This 1336F PLUS Adjustable Frequency AC drive is a 380-480VAC or 513-620V DC unit with 0.37 (0.5) kilowatts(horsepower) and has a(n) IP 20 (NEMA 1) enclosure. This unit is in the English language. </br>Mods: [Snap-In Cradle/Blank Plate] , [115V AC] | 98.5972
15210 | 1336F-BRF05-AA-EN-HCS2-L6 | G | This 1336F PLUS Adjustable Frequency AC drive is a 380-480VAC or 513-620V DC unit with 0.37 (0.5) kilowatts(horsepower) and has a(n) IP 20 (NEMA 1) enclosure. This unit is in the English language. </br>Mods: [Programmer/Controller w/Digital Pot & Upload/Download Capability] , [115V AC] | 99.1274
58050 | 1336F-BRF05-AA-EN-HCS2-L9E | G | This 1336F PLUS Adjustable Frequency AC drive is a 380-480VAC or 513-620V DC unit with 0.37 (0.5) kilowatts(horsepower) and has a(n) IP 20 (NEMA 1) enclosure. This unit is in the English language. </br>Mods: [Programmer/Controller w/Digital Pot & Upload/Download Capability] , [115V AC & Encoder Feedback for use with Encoder Loss Detection] | 99.1228
57824 | 1336F-BRF05-AE-EN | G | This 1336F PLUS Adjustable Frequency AC drive is a 380-480VAC or 513-620V DC unit with 0.37 (0.5) kilowatts(horsepower) and has a(n) IP 20 (NEMA 1)/EMC enclosure. This unit is in the English language. | 97.4619
57787 | 1336F-BRF05-AN-EN | G | This 1336F PLUS Adjustable Frequency AC drive is a 380-480VAC or 513-620V DC unit with 0.37 (0.5) kilowatts(horsepower) and has a(n) IP 00 (Open) enclosure. This unit is in the English language. | 98.4456
57849 | 1336F-BRF05-AN-EN-L6 | G | <p>This 1336F PLUS Adjustable Frequency AC drive is a 380-480VAC or 513-620V DC unit with 0.37 (0.5) kilowatts(horsepower) and has a(n) IP 00 (Open) enclosure. This unit is in the English language.<br /> Mods: [115V AC]</p> | 98.434
57943 | 1336F-BRF05-AN-EN-LA4-L6 | G | This 1336F PLUS Adjustable Frequency AC drive is a 380-480VAC or 513-620V DC unit with 0.37 (0.5) kilowatts(horsepower) and has a(n) IP 00 (Open) enclosure. This unit is in the English language. </br>Mods: [One Isolated Configurable Input & Output] , [115V AC] | 98.4674
15211 | 1336F-BRF07-AA-EN | G | This 1336F PLUS Adjustable Frequency AC drive is a 380-480VAC or 513-620V DC unit with 0.56 (0.75) kilowatts(horsepower) and has a(n) IP 20 (NEMA 1) enclosure. This unit is in the English language. | 98.7277
57917 | 1336F-BRF07-AA-EN-GMS5 | G | This 1336F PLUS Adjustable Frequency AC drive is a 380-480VAC or 513-620V DC unit with 0.56 (0.75) kilowatts(horsepower) and has a(n) IP 20 (NEMA 1) enclosure. This unit is in the English language. </br>Mods: [GM5 with Snap-In Cradle] | 98.7179
15212 | 1336F-BRF07-AN-EN | G | This 1336F PLUS Adjustable Frequency AC drive is a 380-480VAC or 513-620V DC unit with 0.56 (0.75) kilowatts(horsepower) and has a(n) IP 00 (Open) enclosure. This unit is in the English language. | 98.7147
58025 | 1336F-BRF07-AN-EN-HCS2-L6 | G | This 1336F PLUS Adjustable Frequency AC drive is a 380-480VAC or 513-620V DC unit with 0.56 (0.75) kilowatts(horsepower) and has a(n) IP 00 (Open) enclosure. This unit is in the English language. </br>Mods: [Programmer/Controller w/Digital Pot & Upload/Download Capability] , [115V AC] | 98.7741
15219 | 1336F-BRF100-AA-EN | G | This 1336F PLUS Adjustable Frequency AC drive is a 380-480VAC or 513-620V DC unit with 7.5 (10) kilowatts(horsepower) and has a(n) IP 20 (NEMA 1) enclosure. This unit is in the English language. | 100
57937 | 1336F-BRF100-AA-EN-GMS1 | G | This 1336F PLUS Adjustable Frequency AC drive is a 380-480VAC or 513-620V DC unit with 7.5 (10) kilowatts(horsepower) and has a(n) IP 20 (NEMA 1) enclosure. This unit is in the English language. </br>Mods: [GM1 with Snap-In Cradle] | 99.569
57939 | 1336F-BRF100-AA-EN-GMS6 | G | This 1336F PLUS Adjustable Frequency AC drive is a 380-480VAC or 513-620V DC unit with 7.5 (10) kilowatts(horsepower) and has a(n) IP 20 (NEMA 1) enclosure. This unit is in the English language. </br>Mods: [GM6 with Snap-In Cradle] | 96.4509
58078 | 1336F-BRF100-AA-EN-HA2-L8E | G | This 1336F PLUS Adjustable Frequency AC drive is a 380-480VAC or 513-620V DC unit with 7.5 (10) kilowatts(horsepower) and has a(n) IP 20 (NEMA 1) enclosure. This unit is in the English language. | 95.5844
15220 | 1336F-BRF100-AA-EN-HAS1 | G | This 1336F PLUS Adjustable Frequency AC drive is a 380-480VAC or 513-620V DC unit with 7.5 (10) kilowatts(horsepower) and has a(n) IP 20 (NEMA 1) enclosure. This unit is in the English language. </br>Mods: [Programmer/Controller w/Analog Pot] | 98.5567
15221 | 1336F-BRF100-AA-EN-HAS1-L4 | G | This 1336F PLUS Adjustable Frequency AC drive is a 380-480VAC or 513-620V DC unit with 7.5 (10) kilowatts(horsepower) and has a(n) IP 20 (NEMA 1) enclosure. This unit is in the English language. </br>Mods: [Programmer/Controller w/Analog Pot] , [TTL Contact] | 98.2726
15222 | 1336F-BRF100-AA-EN-HAS2 | G | This 1336F PLUS Adjustable Frequency AC drive is a 380-480VAC or 513-620V DC unit with 7.5 (10) kilowatts(horsepower) and has a(n) IP 20 (NEMA 1) enclosure. This unit is in the English language. </br>Mods: [Programmer/Controller w/Digital Pot] | 99.1803
58049 | 1336F-BRF100-AA-EN-HAS2-L4 | G | This 1336F PLUS Adjustable Frequency AC drive is a 380-480VAC or 513-620V DC unit with 7.5 (10) kilowatts(horsepower) and has a(n) IP 20 (NEMA 1) enclosure. This unit is in the English language. </br>Mods: [Programmer/Controller w/Digital Pot] , [TTL Contact] | 98.6616
15223 | 1336F-BRF100-AA-EN-HAS2-L6 | G | This 1336F PLUS Adjustable Frequency AC drive is a 380-480VAC or 513-620V DC unit with 7.5 (10) kilowatts(horsepower) and has a(n) IP 20 (NEMA 1) enclosure. This unit is in the English language. </br>Mods: [Programmer/Controller w/Digital Pot] , [115V AC] | 99.2218
15224 | 1336F-BRF100-AA-EN-HAS2-L6E | G | This 1336F PLUS Adjustable Frequency AC drive is a 380-480VAC or 513-620V DC unit with 7.5 (10) kilowatts(horsepower) and has a(n) IP 20 (NEMA 1) enclosure. This unit is in the English language. </br>Mods: [Programmer/Controller w/Digital Pot] , [115V AC] | 100
58114 | 1336F-BRF100-AA-EN-HAS2-LA4-L4 | G | This 1336F PLUS Adjustable Frequency AC drive is a 380-480VAC or 513-620V DC unit with 7.5 (10) kilowatts(horsepower) and has a(n) IP 20 (NEMA 1) enclosure. This unit is in the English language. </br>Mods: [Programmer/Controller w/Digital Pot] , [One Isolated Configurable Input & Output] , [TTL Contact] | 99.1843
58036 | 1336F-BRF100-AA-EN-HASP-L6 | G | <p>This 1336F PLUS Adjustable Frequency AC drive is a 380-480VAC or 513-620V DC unit with 7.5 (10) kilowatts(horsepower) and has a(n) IP 20 (NEMA 1) enclosure. This unit is in the English language.<br /> Mods: [Programmer Only] , [115V AC]</p> | 98.9733
57936 | 1336F-BRF100-AA-EN-HCS1 | G | This 1336F PLUS Adjustable Frequency AC drive is a 380-480VAC or 513-620V DC unit with 7.5 (10) kilowatts(horsepower) and has a(n) IP 20 (NEMA 1) enclosure. This unit is in the English language. </br>Mods: [HCS1 Programmer/Controller w/Analog Pot & Upload/Download Capability] | 97.7072
57927 | 1336F-BRF100-AA-EN-HCS2 | G | This 1336F PLUS Adjustable Frequency AC drive is a 380-480VAC or 513-620V DC unit with 7.5 (10) kilowatts(horsepower) and has a(n) IP 20 (NEMA 1) enclosure. This unit is in the English language. </br>Mods: [Programmer/Controller w/Digital Pot & Upload/Download Capability] | 97.7941
58076 | 1336F-BRF100-AA-EN-HCS2-L4 | G | This 1336F PLUS Adjustable Frequency AC drive is a 380-480VAC or 513-620V DC unit with 7.5 (10) kilowatts(horsepower) and has a(n) IP 20 (NEMA 1) enclosure. This unit is in the English language. </br>Mods: [Programmer/Controller w/Digital Pot & Upload/Download Capability] , [TTL Contact] | 95.1724
15225 | 1336F-BRF100-AA-EN-HCS2-L5 | G | This 1336F PLUS Adjustable Frequency AC drive is a 380-480VAC or 513-620V DC unit with 7.5 (10) kilowatts(horsepower) and has a(n) IP 20 (NEMA 1) enclosure. This unit is in the English language. </br>Mods: [Programmer/Controller w/Digital Pot & Upload/Download Capability] , [24V AC/DC] | 99.1304
58043 | 1336F-BRF100-AA-EN-HCS2-L6 | G | <p>This 1336F PLUS Adjustable Frequency AC drive is a 380-480VAC or 513-620V DC unit with 7.5 (10) kilowatts(horsepower) and has a(n) IP 20 (NEMA 1) enclosure. This unit is in the English language.<br /> Mods: [Programmer/Controller w/Digital Pot &amp; Upload/Download Capability] , [115V AC]</p> | 96.3731
58131 | 1336F-BRF100-AA-EN-HCS2-LA2-LA3-L4 | G | This 1336F PLUS Adjustable Frequency AC drive is a 380-480VAC or 513-620V DC unit with 7.5 (10) kilowatts(horsepower) and has a(n) IP 20 (NEMA 1) enclosure. This unit is in the English language. </br>Mods: [Programmer/Controller w/Digital Pot & Upload/Download Capability] , [Two Isolated Configurable Inputs] , [Two Isolated Configurable Outputs] , [TTL Contact] | 96.1853
57930 | 1336F-BRF100-AA-EN-HCSP | G | This 1336F PLUS Adjustable Frequency AC drive is a 380-480VAC or 513-620V DC unit with 7.5 (10) kilowatts(horsepower) and has a(n) IP 20 (NEMA 1) enclosure. This unit is in the English language. </br>Mods: [Programmer Only & Upload/Download Capability] | 97.4952
15226 | 1336F-BRF100-AA-EN-HCSP-L4 | G | This 1336F PLUS Adjustable Frequency AC drive is a 380-480VAC or 513-620V DC unit with 7.5 (10) kilowatts(horsepower) and has a(n) IP 20 (NEMA 1) enclosure. This unit is in the English language. </br>Mods: [Programmer Only & Upload/Download Capability] , [TTL Contact] | 98.7061
58048 | 1336F-BRF100-AA-EN-HCSP-L6 | G | This 1336F PLUS Adjustable Frequency AC drive is a 380-480VAC or 513-620V DC unit with 7.5 (10) kilowatts(horsepower) and has a(n) IP 20 (NEMA 1) enclosure. This unit is in the English language. </br>Mods: [Programmer Only & Upload/Download Capability] , [115V AC] | 99.0584
15227 | 1336F-BRF100-AA-EN-L6 | G | This 1336F PLUS Adjustable Frequency AC drive is a 380-480VAC or 513-620V DC unit with 7.5 (10) kilowatts(horsepower) and has a(n) IP 20 (NEMA 1) enclosure. This unit is in the English language. </br>Mods: [115V AC] | 98.3834
57935 | 1336F-BRF100-AA-HAS2-L6 | G | <p>This 1336 PLUS II Adjustable Frequency AC drive is a 0.75 (1) kilowatts(horsepower) and has an NEMA 1 (IP20) enclosure. This unit is in the English/English language.</p> | 100
15228 | 1336F-BRF100-AE-DE | G | This 1336F PLUS Adjustable Frequency AC drive is a 380-480VAC or 513-620V DC unit with 7.5 (10) kilowatts(horsepower) and has a(n) IP 20 (NEMA 1)/EMC enclosure. This unit is in the German language. | 98.9848
15229 | 1336F-BRF100-AE-EN-HAS2-L5 | G | This 1336F PLUS Adjustable Frequency AC drive is a 380-480VAC or 513-620V DC unit with 7.5 (10) kilowatts(horsepower) and has a(n) IP 20 (NEMA 1)/EMC enclosure. This unit is in the English language. </br>Mods: [Programmer/Controller w/Digital Pot] , [24V AC/DC] | 97.8967
15230 | 1336F-BRF100-AE-EN-HASB | G | This 1336F PLUS Adjustable Frequency AC drive is a 380-480VAC or 513-620V DC unit with 7.5 (10) kilowatts(horsepower) and has a(n) IP 20 (NEMA 1)/EMC enclosure. This unit is in the English language. </br>Mods: [Snap-In Cradle/Blank Plate] | 95.723
57834 | 1336F-BRF100-AE-FR | G | This 1336F PLUS Adjustable Frequency AC drive is a 380-480VAC or 513-620V DC unit with 7.5 (10) kilowatts(horsepower) and has a(n) IP 20 (NEMA 1)/EMC enclosure. This unit is in the French language. | 96.6752
57980 | 1336F-BRF100-AF-EN-HJ2-L4 | G | This 1336F PLUS Adjustable Frequency AC drive is a 380-480VAC or 513-620V DC unit with 7.5 (10) kilowatts(horsepower) and has a(n) IP 65 (NEMA 4) enclosure. This unit is in the English language. </br>Mods: [Programmer/Controller w/Digital Pot] , [TTL Contact] | 98.8506
15231 | 1336F-BRF100-AF-EN-HJ2-L6 | G | This 1336F PLUS Adjustable Frequency AC drive is a 380-480VAC or 513-620V DC unit with 7.5 (10) kilowatts(horsepower) and has a(n) IP 65 (NEMA 4) enclosure. This unit is in the English language. </br>Mods: [Programmer/Controller w/Digital Pot] , [115V AC] | 98.8327
59421 | 1336F-BRF100-AJ-EN-HJ2 | G | <p>This 1336F PLUS Adjustable Frequency AC drive is a 380-480VAC or 513-620V DC unit with 7.5 (10) kilowatts(horsepower) and has a(n) IP 54 (NEMA 12) enclosure. This unit is in the English language.<br /> Mods: [Programmer/Controller w/Digital Pot]</p> | 95.3668
58109 | 1336F-BRF100-AJ-EN-HJ2-LA4-L6 | G | This 1336F PLUS Adjustable Frequency AC drive is a 380-480VAC or 513-620V DC unit with 7.5 (10) kilowatts(horsepower) and has a(n) IP 54 (NEMA 12) enclosure. This unit is in the English language. </br>Mods: [Programmer/Controller w/Digital Pot] , [One Isolated Configurable Input & Output] , [115V AC] | 97.0297
15232 | 1336F-BRF100-AN-EN | G | This 1336F PLUS Adjustable Frequency AC drive is a 380-480VAC or 513-620V DC unit with 7.5 (10) kilowatts(horsepower) and has a(n) IP 00 (Open) enclosure. This unit is in the English language. | 100
57873 | 1336F-BRF100-AN-EN-A | G | This 1336F PLUS Adjustable Frequency AC drive is a 380-480VAC or 513-620V DC unit with 7.5 (10) kilowatts(horsepower) and has a(n) IP 00 (Open) enclosure. This unit is in the English language. | 98.6945
57926 | 1336F-BRF100-AN-EN-HAS1 | G | This 1336F PLUS Adjustable Frequency AC drive is a 380-480VAC or 513-620V DC unit with 7.5 (10) kilowatts(horsepower) and has a(n) IP 00 (Open) enclosure. This unit is in the English language. </br>Mods: [Programmer/Controller w/Analog Pot] | 98.1366
15233 | 1336F-BRF100-AN-EN-HAS1-L6 | G | This 1336F PLUS Adjustable Frequency AC drive is a 380-480VAC or 513-620V DC unit with 7.5 (10) kilowatts(horsepower) and has a(n) IP 00 (Open) enclosure. This unit is in the English language. </br>Mods: [Programmer/Controller w/Analog Pot] , [115V AC] | 98.2318
57934 | 1336F-BRF100-AN-EN-HAS2 | G | This 1336F PLUS Adjustable Frequency AC drive is a 380-480VAC or 513-620V DC unit with 7.5 (10) kilowatts(horsepower) and has a(n) IP 00 (Open) enclosure. This unit is in the English language. </br>Mods: [Programmer/Controller w/Digital Pot] | 97.3843
58075 | 1336F-BRF100-AN-EN-HAS2-L6 | G | This 1336F PLUS Adjustable Frequency AC drive is a 380-480VAC or 513-620V DC unit with 7.5 (10) kilowatts(horsepower) and has a(n) IP 00 (Open) enclosure. This unit is in the English language. </br>Mods: [Programmer/Controller w/Digital Pot] , [115V AC] | 96.4981
58045 | 1336F-BRF100-AN-EN-HASP-L6 | G | This 1336F PLUS Adjustable Frequency AC drive is a 380-480VAC or 513-620V DC unit with 7.5 (10) kilowatts(horsepower) and has a(n) IP 00 (Open) enclosure. This unit is in the English language. </br>Mods: [Programmer Only] , [115V AC] | 96.8153
57928 | 1336F-BRF100-AN-EN-HCS2 | G | This 1336F PLUS Adjustable Frequency AC drive is a 380-480VAC or 513-620V DC unit with 7.5 (10) kilowatts(horsepower) and has a(n) IP 00 (Open) enclosure. This unit is in the English language. </br>Mods: [Programmer/Controller w/Digital Pot & Upload/Download Capability] | 99.0758
58074 | 1336F-BRF100-AN-EN-HCS2-L6 | G | This 1336F PLUS Adjustable Frequency AC drive is a 380-480VAC or 513-620V DC unit with 7.5 (10) kilowatts(horsepower) and has a(n) IP 00 (Open) enclosure. This unit is in the English language. </br>Mods: [Programmer/Controller w/Digital Pot & Upload/Download Capability] , [115V AC] | 95.4704
57885 | 1336F-BRF100-AN-EN-L4 | G | This 1336F PLUS Adjustable Frequency AC drive is a 380-480VAC or 513-620V DC unit with 7.5 (10) kilowatts(horsepower) and has a(n) IP 00 (Open) enclosure. This unit is in the English language. </br>Mods: [TTL Contact] | 96.7593
57886 | 1336F-BRF100-AN-EN-L6 | G | This 1336F PLUS Adjustable Frequency AC drive is a 380-480VAC or 513-620V DC unit with 7.5 (10) kilowatts(horsepower) and has a(n) IP 00 (Open) enclosure. This unit is in the English language. </br>Mods: [115V AC] | 95.3229
57827 | 1336F-BRF100-AX-EN | G | This 1336F PLUS Adjustable Frequency AC drive is a 380-480VAC or 513-620V DC unit with 7.5 (10) kilowatts(horsepower) and has a(n) IP 00 (Open) enclosure. This unit is in the English language. | 100
57877 | 1336F-BRF100-AX-EN-L6 | G | This 1336F PLUS Adjustable Frequency AC drive is a 380-480VAC or 513-620V DC unit with 7.5 (10) kilowatts(horsepower) and has a(n) IP 00 (Open) enclosure. This unit is in the English language. </br>Mods: [115V AC] | 100
15213 | 1336F-BRF10-AA-EN | G | This 1336F PLUS Adjustable Frequency AC drive is a 380-480VAC or 513-620V DC unit with 0.75 (1) kilowatts(horsepower) and has a(n) IP 20 (NEMA 1) enclosure. This unit is in the English language. | 100
57831 | 1336F-BRF10-AA-EN5 | G | This 1336F PLUS Adjustable Frequency AC drive is a 380-480VAC or 513-620V DC unit with 0.75 (1) kilowatts(horsepower) and has a(n) IP 20 (NEMA 1) enclosure. This unit is in the English language. | 100
58024 | 1336F-BRF10-AA-EN-GMS5-L4 | G | This 1336F PLUS Adjustable Frequency AC drive is a 380-480VAC or 513-620V DC unit with 0.75 (1) kilowatts(horsepower) and has a(n) IP 20 (NEMA 1) enclosure. This unit is in the English language. </br>Mods: [GM5 with Snap-In Cradle] , [TTL Contact] | 98.8
57964 | 1336F-BRF10-AA-EN-HAS1-L5 | G | This 1336F PLUS Adjustable Frequency AC drive is a 380-480VAC or 513-620V DC unit with 0.75 (1) kilowatts(horsepower) and has a(n) IP 20 (NEMA 1) enclosure. This unit is in the English language. </br>Mods: [Programmer/Controller w/Analog Pot] , [24V AC/DC] | 98.4436
57981 | 1336F-BRF10-AA-EN-HAS1-L6 | G | This 1336F PLUS Adjustable Frequency AC drive is a 380-480VAC or 513-620V DC unit with 0.75 (1) kilowatts(horsepower) and has a(n) IP 20 (NEMA 1) enclosure. This unit is in the English language. </br>Mods: [Programmer/Controller w/Analog Pot] , [115V AC] | 98.6355
58112 | 1336F-BRF10-AA-EN-HAS1-LA4-L6 | G | This 1336F PLUS Adjustable Frequency AC drive is a 380-480VAC or 513-620V DC unit with 0.75 (1) kilowatts(horsepower) and has a(n) IP 20 (NEMA 1) enclosure. This unit is in the English language. </br>Mods: [Programmer/Controller w/Analog Pot] , [One Isolated Configurable Input & Output] , [115V AC] | 95.5665
57893 | 1336F-BRF10-AA-EN-HAS2 | G | This 1336F PLUS Adjustable Frequency AC drive is a 380-480VAC or 513-620V DC unit with 0.75 (1) kilowatts(horsepower) and has a(n) IP 20 (NEMA 1) enclosure. This unit is in the English language. </br>Mods: [Programmer/Controller w/Digital Pot] | 98.5685
57957 | 1336F-BRF10-AA-EN-HAS2-L6 | G | This 1336F PLUS Adjustable Frequency AC drive is a 380-480VAC or 513-620V DC unit with 0.75 (1) kilowatts(horsepower) and has a(n) IP 20 (NEMA 1) enclosure. This unit is in the English language. </br>Mods: [Programmer/Controller w/Digital Pot] , [115V AC] | 99.0253
57952 | 1336F-BRF10-AA-EN-HAS-L4 | G | This 1336F PLUS Adjustable Frequency AC drive is a 380-480VAC or 513-620V DC unit with 0.75 (1) kilowatts(horsepower) and has a(n) IP 20 (NEMA 1) enclosure. This unit is in the English language. | 98.9691
57960 | 1336F-BRF10-AA-EN-HASP-L4 | G | This 1336F PLUS Adjustable Frequency AC drive is a 380-480VAC or 513-620V DC unit with 0.75 (1) kilowatts(horsepower) and has a(n) IP 20 (NEMA 1) enclosure. This unit is in the English language. </br>Mods: [Programmer Only] , [TTL Contact] | 98.5507
15214 | 1336F-BRF10-AA-EN-HCS2-L6 | G | This 1336F PLUS Adjustable Frequency AC drive is a 380-480VAC or 513-620V DC unit with 0.75 (1) kilowatts(horsepower) and has a(n) IP 20 (NEMA 1) enclosure. This unit is in the English language. </br>Mods: [Programmer/Controller w/Digital Pot & Upload/Download Capability] , [115V AC] | 99.1243
58055 | 1336F-BRF10-AA-EN-HCS2-L9E | G | This 1336F PLUS Adjustable Frequency AC drive is a 380-480VAC or 513-620V DC unit with 0.75 (1) kilowatts(horsepower) and has a(n) IP 20 (NEMA 1) enclosure. This unit is in the English language. </br>Mods: [Programmer/Controller w/Digital Pot & Upload/Download Capability] , [115V AC & Encoder Feedback for use with Encoder Loss Detection] | 98.9721
57857 | 1336F-BRF10-AA-EN-L4 | G | This 1336F PLUS Adjustable Frequency AC drive is a 380-480VAC or 513-620V DC unit with 0.75 (1) kilowatts(horsepower) and has a(n) IP 20 (NEMA 1) enclosure. This unit is in the English language. </br>Mods: [TTL Contact] | 98.4055
57826 | 1336F-BRF10-AE-DE | G | This 1336F PLUS Adjustable Frequency AC drive is a 380-480VAC or 513-620V DC unit with 0.75 (1) kilowatts(horsepower) and has a(n) IP 20 (NEMA 1)/EMC enclosure. This unit is in the German language. | 96.9543
15215 | 1336F-BRF10-AE-EN | G | The Allen Bradley 1336F-BRF10-AN-EN is an adjustable frequency AC drive that is part of the 1336F Plus II product family. It has a rated Input voltage of 380 - 480VAC, 3 Phase or 513 - 620VDC with an output current of 2.1 amperes, power of 0.75 kilowatts or 1.0 Horsepower and IP00 protection rating. | 95.7929
57983 | 1336F-BRF10-AE-EN-GMS1-L6 | G | This 1336F PLUS Adjustable Frequency AC drive is a 380-480VAC or 513-620V DC unit with 0.75 (1) kilowatts(horsepower) and has a(n) IP 20 (NEMA 1)/EMC enclosure. This unit is in the English language. </br>Mods: [GM1 with Snap-In Cradle] , [115V AC] | 97.7778
57786 | 1336F-BRF10-AE-FR | G | This 1336F PLUS Adjustable Frequency AC drive is a 380-480VAC or 513-620V DC unit with 0.75 (1) kilowatts(horsepower) and has a(n) IP 20 (NEMA 1)/EMC enclosure. This unit is in the French language. | 98.9848
57780 | 1336F-BRF10-AE-IT | G | This 1336F PLUS Adjustable Frequency AC drive is a 380-480VAC or 513-620V DC unit with 0.75 (1) kilowatts(horsepower) and has a(n) IP 20 (NEMA 1)/EMC enclosure. This unit is in the Italian language. | 98.2278
15216 | 1336F-BRF10-AN-EN | G | This 1336F PLUS Adjustable Frequency AC drive is a 380-480VAC or 513-620V DC unit with 0.75 (1) kilowatts(horsepower) and has a(n) IP 00 (Open) enclosure. This unit is in the English language. | 100
57922 | 1336F-BRF10-AN-EN-HAS2 | G | This 1336F PLUS Adjustable Frequency AC drive is a 380-480VAC or 513-620V DC unit with 0.75 (1) kilowatts(horsepower) and has a(n) IP 00 (Open) enclosure. This unit is in the English language. </br>Mods: [Programmer/Controller w/Digital Pot] | 99.1736
58085 | 1336F-BRF10-AN-EN-HAS2-L4E | G | This 1336F PLUS Adjustable Frequency AC drive is a 380-480VAC or 513-620V DC unit with 0.75 (1) kilowatts(horsepower) and has a(n) IP 00 (Open) enclosure. This unit is in the English language. </br>Mods: [Programmer/Controller w/Digital Pot] , [TTL Contact] | 98.646
58023 | 1336F-BRF10-AN-EN-HCS2-L6 | G | This 1336F PLUS Adjustable Frequency AC drive is a 380-480VAC or 513-620V DC unit with 0.75 (1) kilowatts(horsepower) and has a(n) IP 00 (Open) enclosure. This unit is in the English language. </br>Mods: [Programmer/Controller w/Digital Pot & Upload/Download Capability] , [115V AC] | 99.2958
15218 | 1336F-BRF10-AN-EN-L6 | G | This 1336F PLUS Adjustable Frequency AC drive is a 380-480VAC or 513-620V DC unit with 0.75 (1) kilowatts(horsepower) and has a(n) IP 00 (Open) enclosure. This unit is in the English language. </br>Mods: [115V AC] | 99.0654
57840 | 1336F-BRF10-AN-EN-LG | G | This 1336F PLUS Adjustable Frequency AC drive is a 380-480VAC or 513-620V DC unit with 0.75 (1) kilowatts(horsepower) and has a(n) IP 00 (Open) enclosure. This unit is in the English language. | 98.9583
15239 | 1336F-BRF150-AA-EN | G | The Allen Bradley 1336F-BRF150-AA-EN is an adjustable frequency AC drive that is part of the 1336F Plus II product family. It has a rated Input voltage of 380 - 480VAC, 3 Phase or 513 - 620VDC with an output current of 24.0 amperes, power of 11.0 kilowatts or 15.0 Horsepower and IP20 / NEMA 1 protection rating. | 96.0912
15240 | 1336F-BRF150-AA-EN-GMS1 | G | This 1336F PLUS Adjustable Frequency AC drive is a 380-480VAC or 513-620V DC unit with 11 (15) kilowatts(horsepower) and has a(n) IP 20 (NEMA 1) enclosure. This unit is in the English language. </br>Mods: [GM1 with Snap-In Cradle] | 99.5671
15241 | 1336F-BRF150-AA-EN-GMS1-L6 | G | This 1336F PLUS Adjustable Frequency AC drive is a 380-480VAC or 513-620V DC unit with 11 (15) kilowatts(horsepower) and has a(n) IP 20 (NEMA 1) enclosure. This unit is in the English language. </br>Mods: [GM1 with Snap-In Cradle] , [115V AC] | 98.3673
57938 | 1336F-BRF150-AA-EN-GMS5 | G | This 1336F PLUS Adjustable Frequency AC drive is a 380-480VAC or 513-620V DC unit with 11 (15) kilowatts(horsepower) and has a(n) IP 20 (NEMA 1) enclosure. This unit is in the English language. </br>Mods: [GM5 with Snap-In Cradle] | 98.0562
15242 | 1336F-BRF150-AA-EN-GMS6-L5 | G | This 1336F PLUS Adjustable Frequency AC drive is a 380-480VAC or 513-620V DC unit with 11 (15) kilowatts(horsepower) and has a(n) IP 20 (NEMA 1) enclosure. This unit is in the English language. </br>Mods: [GM6 with Snap-In Cradle] , [24V AC/DC] | 98.3806
58073 | 1336F-BRF150-AA-EN-GMS6-LS | G | This 1336F PLUS Adjustable Frequency AC drive is a 380-480VAC or 513-620V DC unit with 11 (15) kilowatts(horsepower) and has a(n) IP 20 (NEMA 1) enclosure. This unit is in the English language. </br>Mods: [GM6 with Snap-In Cradle] , [Snap-In Cradle/Blank Plate] | 96.1039
57925 | 1336F-BRF150-AA-EN-HAS1 | G | This 1336F PLUS Adjustable Frequency AC drive is a 380-480VAC or 513-620V DC unit with 11 (15) kilowatts(horsepower) and has a(n) IP 20 (NEMA 1) enclosure. This unit is in the English language. </br>Mods: [Programmer/Controller w/Analog Pot] | 97.3843
58039 | 1336F-BRF150-AA-EN-HAS1-L6 | G | This 1336F PLUS Adjustable Frequency AC drive is a 380-480VAC or 513-620V DC unit with 11 (15) kilowatts(horsepower) and has a(n) IP 20 (NEMA 1) enclosure. This unit is in the English language. </br>Mods: [Programmer/Controller w/Analog Pot] , [115V AC] | 98.8235
58042 | 1336F-BRF150-AA-EN-HAS2-L4 | G | This 1336F PLUS Adjustable Frequency AC drive is a 380-480VAC or 513-620V DC unit with 11 (15) kilowatts(horsepower) and has a(n) IP 20 (NEMA 1) enclosure. This unit is in the English language. </br>Mods: [Programmer/Controller w/Digital Pot] , [TTL Contact] | 98.6564
58047 | 1336F-BRF150-AA-EN-HAS2-L5 | G | This 1336F PLUS Adjustable Frequency AC drive is a 380-480VAC or 513-620V DC unit with 11 (15) kilowatts(horsepower) and has a(n) IP 20 (NEMA 1) enclosure. This unit is in the English language. </br>Mods: [Programmer/Controller w/Digital Pot] , [24V AC/DC] | 98.4496
58072 | 1336F-BRF150-AA-EN-HAS2-L6 | G | This 1336F PLUS Adjustable Frequency AC drive is a 380-480VAC or 513-620V DC unit with 11 (15) kilowatts(horsepower) and has a(n) IP 20 (NEMA 1) enclosure. This unit is in the English language. </br>Mods: [Programmer/Controller w/Digital Pot] , [115V AC] | 96.2818
58070 | 1336F-BRF150-AA-EN-HC52-L6 | G | This 1336F PLUS Adjustable Frequency AC drive is a 380-480VAC or 513-620V DC unit with 11 (15) kilowatts(horsepower) and has a(n) IP 20 (NEMA 1) enclosure. This unit is in the English language. | 98.1912
57933 | 1336F-BRF150-AA-EN-HCS1 | G | This 1336F PLUS Adjustable Frequency AC drive is a 380-480VAC or 513-620V DC unit with 11 (15) kilowatts(horsepower) and has a(n) IP 20 (NEMA 1) enclosure. This unit is in the English language. </br>Mods: [HCS1 Programmer/Controller w/Analog Pot & Upload/Download Capability] | 98.7342
58035 | 1336F-BRF150-AA-EN-HCS2-L4 | G | This 1336F PLUS Adjustable Frequency AC drive is a 380-480VAC or 513-620V DC unit with 11 (15) kilowatts(horsepower) and has a(n) IP 20 (NEMA 1) enclosure. This unit is in the English language. </br>Mods: [Programmer/Controller w/Digital Pot & Upload/Download Capability] , [TTL Contact] | 98.791
57884 | 1336F-BRF150-AA-EN-L5 | G | This 1336F PLUS Adjustable Frequency AC drive is a 380-480VAC or 513-620V DC unit with 11 (15) kilowatts(horsepower) and has a(n) IP 20 (NEMA 1) enclosure. This unit is in the English language. </br>Mods: [24V AC/DC] | 96.3303
15243 | 1336F-BRF150-AA-EN-L6 | G | This 1336F PLUS Adjustable Frequency AC drive is a 380-480VAC or 513-620V DC unit with 11 (15) kilowatts(horsepower) and has a(n) IP 20 (NEMA 1) enclosure. This unit is in the English language. </br>Mods: [115V AC] | 98.3759
15244 | 1336F-BRF150-AE-EN | G | The Allen Bradley 1336F-BRF150-AE-EN is an adjustable frequency AC drive that is part of the 1336F Plus II product family. It has a rated Input voltage of 380 - 480VAC, 3 Phase or 513 - 620VDC with an output current of 24.0 amperes, power of 11.0 kilowatts or 15.0 Horsepower and IP20 / NEMA 1 / EMC protection rating. | 98.7342
58081 | 1336F-BRF150-AF-EN-HJ2-LA2 | G | This 1336F PLUS Adjustable Frequency AC drive is a 380-480VAC or 513-620V DC unit with 11 (15) kilowatts(horsepower) and has a(n) IP 65 (NEMA 4) enclosure. This unit is in the English language. </br>Mods: [Programmer/Controller w/Digital Pot] , [Two Isolated Configurable Inputs] | 95.6522
57932 | 1336F-BRF150-AN-EN-GMS1 | G | This 1336F PLUS Adjustable Frequency AC drive is a 380-480VAC or 513-620V DC unit with 11 (15) kilowatts(horsepower) and has a(n) IP 00 (Open) enclosure. This unit is in the English language. </br>Mods: [GM1 with Snap-In Cradle] | 97.2399
58069 | 1336F-BRF150-AN-EN-GMS6-L4 | G | This 1336F PLUS Adjustable Frequency AC drive is a 380-480VAC or 513-620V DC unit with 11 (15) kilowatts(horsepower) and has a(n) IP 00 (Open) enclosure. This unit is in the English language. </br>Mods: [GM6 with Snap-In Cradle] , [TTL Contact] | 96.7213
15247 | 1336F-BRF150-AN-EN-HAS2-L4 | G | This 1336F PLUS Adjustable Frequency AC drive is a 380-480VAC or 513-620V DC unit with 11 (15) kilowatts(horsepower) and has a(n) IP 00 (Open) enclosure. This unit is in the English language. </br>Mods: [Programmer/Controller w/Digital Pot] , [TTL Contact] | 98.8372
58046 | 1336F-BRF150-AN-EN-HAS2-L6 | G | This 1336F PLUS Adjustable Frequency AC drive is a 380-480VAC or 513-620V DC unit with 11 (15) kilowatts(horsepower) and has a(n) IP 00 (Open) enclosure. This unit is in the English language. </br>Mods: [Programmer/Controller w/Digital Pot] , [115V AC] | 98.6248
58038 | 1336F-BRF150-AN-EN-HCS2-L6 | G | This 1336F PLUS Adjustable Frequency AC drive is a 380-480VAC or 513-620V DC unit with 11 (15) kilowatts(horsepower) and has a(n) IP 00 (Open) enclosure. This unit is in the English language. </br>Mods: [Programmer/Controller w/Digital Pot & Upload/Download Capability] , [115V AC] | 98.7654
57874 | 1336F-BRF150-AN-EN-L5 | G | This 1336F PLUS Adjustable Frequency AC drive is a 380-480VAC or 513-620V DC unit with 11 (15) kilowatts(horsepower) and has a(n) IP 00 (Open) enclosure. This unit is in the English language. </br>Mods: [24V AC/DC] | 98.1308
57883 | 1336F-BRF150-AN-EN-L6 | G | This 1336F PLUS Adjustable Frequency AC drive is a 380-480VAC or 513-620V DC unit with 11 (15) kilowatts(horsepower) and has a(n) IP 00 (Open) enclosure. This unit is in the English language. </br>Mods: [115V AC] | 98.3607
15248 | 1336F-BRF150C-AA-CB-D13-GMS5C-HA1C-JF-JR-ME-MK-UL | G | Allen-Bradley 1336 PLUS II drive with 380-480V AC or 513-620V DC voltage, 15 HP Rating and, IP20 (NEMA 1) enclosure
15234 | 1336F-BRF15-AA-EN | G | This 1336F PLUS Adjustable Frequency AC drive is a 380-480VAC or 513-620V DC unit with 1.2 (1.5) kilowatts(horsepower) and has a(n) IP 20 (NEMA 1) enclosure. This unit is in the English language. | 100
58020 | 1336F-BRF15-AA-EN-GMS6-L4 | G | This 1336F PLUS Adjustable Frequency AC drive is a 380-480VAC or 513-620V DC unit with 1.2 (1.5) kilowatts(horsepower) and has a(n) IP 20 (NEMA 1) enclosure. This unit is in the English language. </br>Mods: [GM6 with Snap-In Cradle] , [TTL Contact] | 98.8
57988 | 1336F-BRF15-AA-EN-HAS1-L6 | G | This 1336F PLUS Adjustable Frequency AC drive is a 380-480VAC or 513-620V DC unit with 1.2 (1.5) kilowatts(horsepower) and has a(n) IP 20 (NEMA 1) enclosure. This unit is in the English language. </br>Mods: [Programmer/Controller w/Analog Pot] , [115V AC] | 99.2188
57923 | 1336F-BRF15-AA-EN-HAS2 | G | This 1336F PLUS Adjustable Frequency AC drive is a 380-480VAC or 513-620V DC unit with 1.2 (1.5) kilowatts(horsepower) and has a(n) IP 20 (NEMA 1) enclosure. This unit is in the English language. </br>Mods: [Programmer/Controller w/Digital Pot] | 97.3306
57966 | 1336F-BRF15-AA-EN-HAS2-LS | G | This 1336F PLUS Adjustable Frequency AC drive is a 380-480VAC or 513-620V DC unit with 1.2 (1.5) kilowatts(horsepower) and has a(n) IP 20 (NEMA 1) enclosure. This unit is in the English language. </br>Mods: [Programmer/Controller w/Digital Pot] , [Snap-In Cradle/Blank Plate] | 98.913
15235 | 1336F-BRF15-AA-EN-HASB-L4 | G | This 1336F PLUS Adjustable Frequency AC drive is a 380-480VAC or 513-620V DC unit with 1.2 (1.5) kilowatts(horsepower) and has a(n) IP 20 (NEMA 1) enclosure. This unit is in the English language. </br>Mods: [Snap-In Cradle/Blank Plate] , [TTL Contact] | 99.2063
57965 | 1336F-BRF15-AA-EN-HC52-L6 | G | This 1336F PLUS Adjustable Frequency AC drive is a 380-480VAC or 513-620V DC unit with 1.2 (1.5) kilowatts(horsepower) and has a(n) IP 20 (NEMA 1) enclosure. This unit is in the English language. | 98.9691
58019 | 1336F-BRF15-AA-EN-HCS2-L6 | G | This 1336F PLUS Adjustable Frequency AC drive is a 380-480VAC or 513-620V DC unit with 1.2 (1.5) kilowatts(horsepower) and has a(n) IP 20 (NEMA 1) enclosure. This unit is in the English language. </br>Mods: [Programmer/Controller w/Digital Pot & Upload/Download Capability] , [115V AC] | 97.561
57838 | 1336F-BRF15-AA-EN-L5 | G | This 1336F PLUS Adjustable Frequency AC drive is a 380-480VAC or 513-620V DC unit with 1.2 (1.5) kilowatts(horsepower) and has a(n) IP 20 (NEMA 1) enclosure. This unit is in the English language. </br>Mods: [24V AC/DC] | 99.0826
57941 | 1336F-BRF15-AA-EN-LA4-L6 | G | This 1336F PLUS Adjustable Frequency AC drive is a 380-480VAC or 513-620V DC unit with 1.2 (1.5) kilowatts(horsepower) and has a(n) IP 20 (NEMA 1) enclosure. This unit is in the English language. </br>Mods: [One Isolated Configurable Input & Output] , [115V AC] | 96.381
57916 | 1336F-BRF15-AA-GMS6-L4 | G | <p>This 1336 PLUS II Adjustable Frequency AC drive is a 1.2 (1.5) kilowatts(horsepower) and has an NEMA 1 (IP20) enclosure. This unit is in the English/English language.</p> | 97.9943
15237 | 1336F-BRF15-AJ-EN-L6 | G | This 1336F PLUS Adjustable Frequency AC drive is a 380-480VAC or 513-620V DC unit with 1.2 (1.5) kilowatts(horsepower) and has a(n) IP 54 (NEMA 12) enclosure. This unit is in the English language. </br>Mods: [115V AC] | 97.4713
15238 | 1336F-BRF15-AN-EN | G | <p>This 1336F PLUS Adjustable Frequency AC drive is a 380-480VAC or 513-620V DC unit with 1.2 (1.5) kilowatts(horsepower) and has a(n) IP 00 (Open) enclosure. This unit is in the English language.</p> | 97.9695
57979 | 1336F-BRF15-AN-EN-HAS2-L6 | G | This 1336F PLUS Adjustable Frequency AC drive is a 380-480VAC or 513-620V DC unit with 1.2 (1.5) kilowatts(horsepower) and has a(n) IP 00 (Open) enclosure. This unit is in the English language. </br>Mods: [Programmer/Controller w/Digital Pot] , [115V AC] | 99.2157
57945 | 1336F-BRF15-AN-EN-HAS-L6 | G | This 1336F PLUS Adjustable Frequency AC drive is a 380-480VAC or 513-620V DC unit with 1.2 (1.5) kilowatts(horsepower) and has a(n) IP 00 (Open) enclosure. This unit is in the English language. | 98.4375
57847 | 1336F-BRF15-AN-EN-L5 | G | This 1336F PLUS Adjustable Frequency AC drive is a 380-480VAC or 513-620V DC unit with 1.2 (1.5) kilowatts(horsepower) and has a(n) IP 00 (Open) enclosure. This unit is in the English language. </br>Mods: [24V AC/DC] | 99.0741
57835 | 1336F-BRF15-AN-EN-L6 | G | This 1336F PLUS Adjustable Frequency AC drive is a 380-480VAC or 513-620V DC unit with 1.2 (1.5) kilowatts(horsepower) and has a(n) IP 00 (Open) enclosure. This unit is in the English language. </br>Mods: [115V AC] | 99.0654
15255 | 1336F-BRF200-AA-EN | G | This 1336F PLUS Adjustable Frequency AC drive is a 380-480VAC or 513-620V DC unit with 15 (20) kilowatts(horsepower) and has a(n) IP 20 (NEMA 1) enclosure. This unit is in the English language. | 99.4819
58068 | 1336F-BRF200-AA-EN-GMS5-L6 | G | This 1336F PLUS Adjustable Frequency AC drive is a 380-480VAC or 513-620V DC unit with 15 (20) kilowatts(horsepower) and has a(n) IP 20 (NEMA 1) enclosure. This unit is in the English language. </br>Mods: [GM5 with Snap-In Cradle] , [115V AC] | 96.945
58067 | 1336F-BRF200-AA-EN-GMS6-L4 | G | This 1336F PLUS Adjustable Frequency AC drive is a 380-480VAC or 513-620V DC unit with 15 (20) kilowatts(horsepower) and has a(n) IP 20 (NEMA 1) enclosure. This unit is in the English language. </br>Mods: [GM6 with Snap-In Cradle] , [TTL Contact] | 96.748
58066 | 1336F-BRF200-AA-EN-HAS1-L6 | G | This 1336F PLUS Adjustable Frequency AC drive is a 380-480VAC or 513-620V DC unit with 15 (20) kilowatts(horsepower) and has a(n) IP 20 (NEMA 1) enclosure. This unit is in the English language. </br>Mods: [Programmer/Controller w/Analog Pot] , [115V AC] | 97.0646
58065 | 1336F-BRF200-AA-EN-HAS2-L6 | G | This 1336F PLUS Adjustable Frequency AC drive is a 380-480VAC or 513-620V DC unit with 15 (20) kilowatts(horsepower) and has a(n) IP 20 (NEMA 1) enclosure. This unit is in the English language. </br>Mods: [Programmer/Controller w/Digital Pot] , [115V AC] | 98.8281
58051 | 1336F-BRF200-AA-EN-HASP-L6 | G | <p>This 1336F PLUS Adjustable Frequency AC drive is a 380-480VAC or 513-620V DC unit with 15 (20) kilowatts(horsepower) and has a(n) IP 20 (NEMA 1) enclosure. This unit is in the English language.<br /> Mods: [Programmer Only] , [115V AC]</p> | 95.8678
58064 | 1336F-BRF200-AA-EN-HCS1-L5 | G | This 1336F PLUS Adjustable Frequency AC drive is a 380-480VAC or 513-620V DC unit with 15 (20) kilowatts(horsepower) and has a(n) IP 20 (NEMA 1) enclosure. This unit is in the English language. </br>Mods: [HCS1 Programmer/Controller w/Analog Pot & Upload/Download Capability] , [24V AC/DC] | 97.7625
15256 | 1336F-BRF200-AA-EN-HCS2-L4E | G | This 1336F PLUS Adjustable Frequency AC drive is a 380-480VAC or 513-620V DC unit with 15 (20) kilowatts(horsepower) and has a(n) IP 20 (NEMA 1) enclosure. This unit is in the English language. </br>Mods: [Programmer/Controller w/Digital Pot & Upload/Download Capability] , [TTL Contact] | 99.1364
58124 | 1336F-BRF200-AA-EN-HCS2-LA4-L9E | G | This 1336F PLUS Adjustable Frequency AC drive is a 380-480VAC or 513-620V DC unit with 15 (20) kilowatts(horsepower) and has a(n) IP 20 (NEMA 1) enclosure. This unit is in the English language. </br>Mods: [Programmer/Controller w/Digital Pot & Upload/Download Capability] , [One Isolated Configurable Input & Output] , [115V AC & Encoder Feedback for use with Encoder Loss Detection] | 99.3532
15257 | 1336F-BRF200-AE-EN | G | This 1336F PLUS Adjustable Frequency AC drive is a 380-480VAC or 513-620V DC unit with 15 (20) kilowatts(horsepower) and has a(n) IP 20 (NEMA 1)/EMC enclosure. This unit is in the English language. | 98.9744
15258 | 1336F-BRF200-AE-EN-L5 | G | This 1336F PLUS Adjustable Frequency AC drive is a 380-480VAC or 513-620V DC unit with 15 (20) kilowatts(horsepower) and has a(n) IP 20 (NEMA 1)/EMC enclosure. This unit is in the English language. </br>Mods: [24V AC/DC] | 97.7169
15259 | 1336F-BRF200-AE-ES-HAS2-L5 | G | This 1336F PLUS Adjustable Frequency AC drive is a 380-480VAC or 513-620V DC unit with 15 (20) kilowatts(horsepower) and has a(n) IP 20 (NEMA 1)/EMC enclosure. This unit is in the Spanish language. </br>Mods: [Programmer/Controller w/Digital Pot] , [24V AC/DC] | 97.9048
57829 | 1336F-BRF200-AE-IT | G | This 1336F PLUS Adjustable Frequency AC drive is a 380-480VAC or 513-620V DC unit with 15 (20) kilowatts(horsepower) and has a(n) IP 20 (NEMA 1)/EMC enclosure. This unit is in the Italian language. | 95.9391
15260 | 1336F-BRF200-AJ-EN | G | This 1336F PLUS Adjustable Frequency AC drive is a 380-480VAC or 513-620V DC unit with 15 (20) kilowatts(horsepower) and has a(n) IP 54 (NEMA 12) enclosure. This unit is in the English language. | 98.708
57894 | 1336F-BRF200-AJ-EN-HJ2 | G | This 1336F PLUS Adjustable Frequency AC drive is a 380-480VAC or 513-620V DC unit with 15 (20) kilowatts(horsepower) and has a(n) IP 54 (NEMA 12) enclosure. This unit is in the English language. </br>Mods: [Programmer/Controller w/Digital Pot] | 97.3415
15261 | 1336F-BRF200-AN-EN | G | This 1336F PLUS Adjustable Frequency AC drive is a 380-480VAC or 513-620V DC unit with 15 (20) kilowatts(horsepower) and has a(n) IP 00 (Open) enclosure. This unit is in the English language. | 99.4764
15262 | 1336F-BRF200-AN-EN-HAS1-L6 | G | This 1336F PLUS Adjustable Frequency AC drive is a 380-480VAC or 513-620V DC unit with 15 (20) kilowatts(horsepower) and has a(n) IP 00 (Open) enclosure. This unit is in the English language. </br>Mods: [Programmer/Controller w/Analog Pot] , [115V AC] | 99.0138
57931 | 1336F-BRF200-AN-EN-HCS2 | G | This 1336F PLUS Adjustable Frequency AC drive is a 380-480VAC or 513-620V DC unit with 15 (20) kilowatts(horsepower) and has a(n) IP 00 (Open) enclosure. This unit is in the English language. </br>Mods: [Programmer/Controller w/Digital Pot & Upload/Download Capability] | 96.7509
15263 | 1336F-BRF200-AN-EN-L5 | G | This 1336F PLUS Adjustable Frequency AC drive is a 380-480VAC or 513-620V DC unit with 15 (20) kilowatts(horsepower) and has a(n) IP 00 (Open) enclosure. This unit is in the English language. </br>Mods: [24V AC/DC] | 98.6047
57882 | 1336F-BRF200-AN-EN-L6 | G | This 1336F PLUS Adjustable Frequency AC drive is a 380-480VAC or 513-620V DC unit with 15 (20) kilowatts(horsepower) and has a(n) IP 00 (Open) enclosure. This unit is in the English language. </br>Mods: [115V AC] | 98.829
15249 | 1336F-BRF20-AA-EN | G | This 1336F PLUS Adjustable Frequency AC drive is a 380-480VAC or 513-620V DC unit with 1.5 (2) kilowatts(horsepower) and has a(n) IP 20 (NEMA 1) enclosure. This unit is in the English language. | 98.708
57915 | 1336F-BRF20-AA-EN-GMS1 | G | This 1336F PLUS Adjustable Frequency AC drive is a 380-480VAC or 513-620V DC unit with 1.5 (2) kilowatts(horsepower) and has a(n) IP 20 (NEMA 1) enclosure. This unit is in the English language. </br>Mods: [GM1 with Snap-In Cradle] | 98.9201
57902 | 1336F-BRF20-AA-EN-GMS5 | G | <p>This 1336F PLUS Adjustable Frequency AC drive is a 380-480VAC or 513-620V DC unit with 1.5 (2) kilowatts(horsepower) and has a(n) IP 20 (NEMA 1) enclosure. This unit is in the English language.<br /> Mods: [GM5 with Snap-In Cradle]</p> | 96.5957
58018 | 1336F-BRF20-AA-EN-GMS5-L4 | G | This 1336F PLUS Adjustable Frequency AC drive is a 380-480VAC or 513-620V DC unit with 1.5 (2) kilowatts(horsepower) and has a(n) IP 20 (NEMA 1) enclosure. This unit is in the English language. </br>Mods: [GM5 with Snap-In Cradle] , [TTL Contact] | 99.1935
57978 | 1336F-BRF20-AA-EN-HAS1-L6 | G | This 1336F PLUS Adjustable Frequency AC drive is a 380-480VAC or 513-620V DC unit with 1.5 (2) kilowatts(horsepower) and has a(n) IP 20 (NEMA 1) enclosure. This unit is in the English language. </br>Mods: [Programmer/Controller w/Analog Pot] , [115V AC] | 99.6078
15250 | 1336F-BRF20-AA-EN-HAS1-LA5-L6 | G | This 1336F PLUS Adjustable Frequency AC drive is a 380-480VAC or 513-620V DC unit with 1.5 (2) kilowatts(horsepower) and has a(n) IP 20 (NEMA 1) enclosure. This unit is in the English language. </br>Mods: [Programmer/Controller w/Analog Pot] , [Isolated Pulse Input, Non-isolated Pulse Output & Single-ended, Non-isolated Configurable Output] , [115V AC] | 97.9079
15251 | 1336F-BRF20-AA-EN-HAS2-L6 | G | This 1336F PLUS Adjustable Frequency AC drive is a 380-480VAC or 513-620V DC unit with 1.5 (2) kilowatts(horsepower) and has a(n) IP 20 (NEMA 1) enclosure. This unit is in the English language. </br>Mods: [Programmer/Controller w/Digital Pot] , [115V AC] | 100
58041 | 1336F-BRF20-AA-EN-HAS2-L6E | G | This 1336F PLUS Adjustable Frequency AC drive is a 380-480VAC or 513-620V DC unit with 1.5 (2) kilowatts(horsepower) and has a(n) IP 20 (NEMA 1) enclosure. This unit is in the English language. </br>Mods: [Programmer/Controller w/Digital Pot] , [115V AC] | 99.6094
57892 | 1336F-BRF20-AA-EN-HASP | G | This 1336F PLUS Adjustable Frequency AC drive is a 380-480VAC or 513-620V DC unit with 1.5 (2) kilowatts(horsepower) and has a(n) IP 20 (NEMA 1) enclosure. This unit is in the English language. </br>Mods: [Programmer Only] | 98.6547
57963 | 1336F-BRF20-AA-EN-HASP-L6 | G | This 1336F PLUS Adjustable Frequency AC drive is a 380-480VAC or 513-620V DC unit with 1.5 (2) kilowatts(horsepower) and has a(n) IP 20 (NEMA 1) enclosure. This unit is in the English language. </br>Mods: [Programmer Only] , [115V AC] | 98.7342
58033 | 1336F-BRF20-AA-EN-HCS2-L5 | G | This 1336F PLUS Adjustable Frequency AC drive is a 380-480VAC or 513-620V DC unit with 1.5 (2) kilowatts(horsepower) and has a(n) IP 20 (NEMA 1) enclosure. This unit is in the English language. </br>Mods: [Programmer/Controller w/Digital Pot & Upload/Download Capability] , [24V AC/DC] | 97.2318
58128 | 1336F-BRF20-AA-EN-HCS2-L6-LA2-LA3 | G | This 1336F PLUS Adjustable Frequency AC drive is a 380-480VAC or 513-620V DC unit with 1.5 (2) kilowatts(horsepower) and has a(n) IP 20 (NEMA 1) enclosure. This unit is in the English language. </br>Mods: [Programmer/Controller w/Digital Pot & Upload/Download Capability] , [115V AC] , [Two Isolated Configurable Inputs] , [Two Isolated Configurable Outputs] | 95.1989
57901 | 1336F-BRF20-AA-EN-HCSP | G | This 1336F PLUS Adjustable Frequency AC drive is a 380-480VAC or 513-620V DC unit with 1.5 (2) kilowatts(horsepower) and has a(n) IP 20 (NEMA 1) enclosure. This unit is in the English language. </br>Mods: [Programmer Only & Upload/Download Capability] | 99.0099
57846 | 1336F-BRF20-AA-EN-L4 | G | This 1336F PLUS Adjustable Frequency AC drive is a 380-480VAC or 513-620V DC unit with 1.5 (2) kilowatts(horsepower) and has a(n) IP 20 (NEMA 1) enclosure. This unit is in the English language. </br>Mods: [TTL Contact] | 98.861
15252 | 1336F-BRF20-AE-EN | G | The Allen Bradley 1336F-BRF20-AE-EN is an adjustable frequency AC drive that is part of the 1336F Plus II product family. It has a rated Input voltage of 380 - 480VAC, 3 Phase or 513 - 620VDC with an output current of 3.8 amperes, power of 1.5 kilowatts or 2.0 Horsepower and IP20 / NEMA 1 / EMC protection rating. | 97.7918
15253 | 1336F-BRF20-AN-EN | G | This 1336F PLUS Adjustable Frequency AC drive is a 380-480VAC or 513-620V DC unit with 1.5 (2) kilowatts(horsepower) and has a(n) IP 00 (Open) enclosure. This unit is in the English language. | 100
58093 | 1336F-BRF20-AN-EN910-HAS1-L6 | G | This 1336F PLUS Adjustable Frequency AC drive is a 380-480VAC or 513-620V DC unit with 1.5 (2) kilowatts(horsepower) and has a(n) IP 00 (Open) enclosure. This unit is in the English language. |  | 2
57897 | 1336F-BRF20-AN-EN-GMS1 | G | This 1336F PLUS Adjustable Frequency AC drive is a 380-480VAC or 513-620V DC unit with 1.5 (2) kilowatts(horsepower) and has a(n) IP 00 (Open) enclosure. This unit is in the English language. </br>Mods: [GM1 with Snap-In Cradle] | 98.69
15254 | 1336F-BRF20-AN-EN-HAS2-L6E | G | This 1336F PLUS Adjustable Frequency AC drive is a 380-480VAC or 513-620V DC unit with 1.5 (2) kilowatts(horsepower) and has a(n) IP 00 (Open) enclosure. This unit is in the English language. </br>Mods: [Programmer/Controller w/Digital Pot] , [115V AC] | 99.0177
58017 | 1336F-BRF20-AN-EN-HASB-L4 | G | This 1336F PLUS Adjustable Frequency AC drive is a 380-480VAC or 513-620V DC unit with 1.5 (2) kilowatts(horsepower) and has a(n) IP 00 (Open) enclosure. This unit is in the English language. </br>Mods: [Snap-In Cradle/Blank Plate] , [TTL Contact] | 96.4
57856 | 1336F-BRF20-AN-EN-L6 | G | This 1336F PLUS Adjustable Frequency AC drive is a 380-480VAC or 513-620V DC unit with 1.5 (2) kilowatts(horsepower) and has a(n) IP 00 (Open) enclosure. This unit is in the English language. </br>Mods: [115V AC] | 100
57878 | 1336F-BRF20-AN-EN-L6E | G | This 1336F PLUS Adjustable Frequency AC drive is a 380-480VAC or 513-620V DC unit with 1.5 (2) kilowatts(horsepower) and has a(n) IP 00 (Open) enclosure. This unit is in the English language. </br>Mods: [115V AC] | 99.5305
57775 | 1336F-BRF30-AA-EN | G | This 1336F PLUS Adjustable Frequency AC drive is a 380-480VAC or 513-620V DC unit with 2.2 (3) kilowatts(horsepower) and has a(n) IP 20 (NEMA 1) enclosure. This unit is in the English language. | 100
57870 | 1336F-BRF30-AA-EN-26 | G | This 1336F PLUS Adjustable Frequency AC drive is a 380-480VAC or 513-620V DC unit with 2.2 (3) kilowatts(horsepower) and has a(n) IP 20 (NEMA 1) enclosure. This unit is in the English language. | 100
15264 | 1336F-BRF30-AA-EN-4HA2-L6 | G | This 1336F PLUS Adjustable Frequency AC drive is a 380-480VAC or 513-620V DC unit with 2.2 (3) kilowatts(horsepower) and has a(n) IP 20 (NEMA 1) enclosure. This unit is in the English language. | 100
58030 | 1336F-BRF30-AA-EN5-HA1-L6 | G | This 1336F PLUS Adjustable Frequency AC drive is a 380-480VAC or 513-620V DC unit with 2.2 (3) kilowatts(horsepower) and has a(n) IP 20 (NEMA 1) enclosure. This unit is in the English language. | 98.1912
15265 | 1336F-BRF30-AA-EN-GMS1 | G | This 1336F PLUS Adjustable Frequency AC drive is a 380-480VAC or 513-620V DC unit with 2.2 (3) kilowatts(horsepower) and has a(n) IP 20 (NEMA 1) enclosure. This unit is in the English language. </br>Mods: [GM1 with Snap-In Cradle] | 98.7013
58015 | 1336F-BRF30-AA-EN-GMS5-L4 | G | This 1336F PLUS Adjustable Frequency AC drive is a 380-480VAC or 513-620V DC unit with 2.2 (3) kilowatts(horsepower) and has a(n) IP 20 (NEMA 1) enclosure. This unit is in the English language. </br>Mods: [GM5 with Snap-In Cradle] , [TTL Contact] | 98.7903
57914 | 1336F-BRF30-AA-EN-HAS1 | G | This 1336F PLUS Adjustable Frequency AC drive is a 380-480VAC or 513-620V DC unit with 2.2 (3) kilowatts(horsepower) and has a(n) IP 20 (NEMA 1) enclosure. This unit is in the English language. </br>Mods: [Programmer/Controller w/Analog Pot] | 98.3471
57977 | 1336F-BRF30-AA-EN-HAS1-L6 | G | This 1336F PLUS Adjustable Frequency AC drive is a 380-480VAC or 513-620V DC unit with 2.2 (3) kilowatts(horsepower) and has a(n) IP 20 (NEMA 1) enclosure. This unit is in the English language. </br>Mods: [Programmer/Controller w/Analog Pot] , [115V AC] | 98.8281
15266 | 1336F-BRF30-AA-EN-HAS2 | G | This 1336F PLUS Adjustable Frequency AC drive is a 380-480VAC or 513-620V DC unit with 2.2 (3) kilowatts(horsepower) and has a(n) IP 20 (NEMA 1) enclosure. This unit is in the English language. </br>Mods: [Programmer/Controller w/Digital Pot] | 98.7705
58034 | 1336F-BRF30-AA-EN-HAS2-L4 | G | This 1336F PLUS Adjustable Frequency AC drive is a 380-480VAC or 513-620V DC unit with 2.2 (3) kilowatts(horsepower) and has a(n) IP 20 (NEMA 1) enclosure. This unit is in the English language. </br>Mods: [Programmer/Controller w/Digital Pot] , [TTL Contact] | 98.6564
58014 | 1336F-BRF30-AA-EN-HAS2-L5 | G | This 1336F PLUS Adjustable Frequency AC drive is a 380-480VAC or 513-620V DC unit with 2.2 (3) kilowatts(horsepower) and has a(n) IP 20 (NEMA 1) enclosure. This unit is in the English language. </br>Mods: [Programmer/Controller w/Digital Pot] , [24V AC/DC] | 100
58062 | 1336F-BRF30-AA-EN-HAS2-L5E | G | This 1336F PLUS Adjustable Frequency AC drive is a 380-480VAC or 513-620V DC unit with 2.2 (3) kilowatts(horsepower) and has a(n) IP 20 (NEMA 1) enclosure. This unit is in the English language. </br>Mods: [Programmer/Controller w/Digital Pot] , [24V AC/DC] | 96.8872
58013 | 1336F-BRF30-AA-EN-HAS2-L6 | G | This 1336F PLUS Adjustable Frequency AC drive is a 380-480VAC or 513-620V DC unit with 2.2 (3) kilowatts(horsepower) and has a(n) IP 20 (NEMA 1) enclosure. This unit is in the English language. </br>Mods: [Programmer/Controller w/Digital Pot] , [115V AC] | 100
58053 | 1336F-BRF30-AA-EN-HAS2-L6S | G | This 1336F PLUS Adjustable Frequency AC drive is a 380-480VAC or 513-620V DC unit with 2.2 (3) kilowatts(horsepower) and has a(n) IP 20 (NEMA 1) enclosure. This unit is in the English language. </br>Mods: [Programmer/Controller w/Digital Pot] , [115V AC] | 98.4436
58107 | 1336F-BRF30-AA-EN-HAS2-LA4-L4 | G | This 1336F PLUS Adjustable Frequency AC drive is a 380-480VAC or 513-620V DC unit with 2.2 (3) kilowatts(horsepower) and has a(n) IP 20 (NEMA 1) enclosure. This unit is in the English language. </br>Mods: [Programmer/Controller w/Digital Pot] , [One Isolated Configurable Input & Output] , [TTL Contact] | 98.8581
58100 | 1336F-BRF30-AA-EN-HAS2-LA5-L4 | G | This 1336F PLUS Adjustable Frequency AC drive is a 380-480VAC or 513-620V DC unit with 2.2 (3) kilowatts(horsepower) and has a(n) IP 20 (NEMA 1) enclosure. This unit is in the English language. </br>Mods: [Programmer/Controller w/Digital Pot] , [Isolated Pulse Input, Non-isolated Pulse Output & Single-ended, Non-isolated Configurable Output] , [TTL Contact] | 97.2299
58012 | 1336F-BRF30-AA-EN-HASP-L6 | G | This 1336F PLUS Adjustable Frequency AC drive is a 380-480VAC or 513-620V DC unit with 2.2 (3) kilowatts(horsepower) and has a(n) IP 20 (NEMA 1) enclosure. This unit is in the English language. </br>Mods: [Programmer Only] , [115V AC] | 95.966
58099 | 1336F-BRF30-AA-EN-HASP-LA2-L6 | G | This 1336F PLUS Adjustable Frequency AC drive is a 380-480VAC or 513-620V DC unit with 2.2 (3) kilowatts(horsepower) and has a(n) IP 20 (NEMA 1) enclosure. This unit is in the English language. </br>Mods: [Programmer Only] , [Two Isolated Configurable Inputs] , [115V AC] | 98.725
58011 | 1336F-BRF30-AA-EN-HCS1-L6 | G | This 1336F PLUS Adjustable Frequency AC drive is a 380-480VAC or 513-620V DC unit with 2.2 (3) kilowatts(horsepower) and has a(n) IP 20 (NEMA 1) enclosure. This unit is in the English language. </br>Mods: [HCS1 Programmer/Controller w/Analog Pot & Upload/Download Capability] , [115V AC] | 98.791
57777 | 1336F-BRF30-AE-DE | G | This 1336F PLUS Adjustable Frequency AC drive is a 380-480VAC or 513-620V DC unit with 2.2 (3) kilowatts(horsepower) and has a(n) IP 20 (NEMA 1)/EMC enclosure. This unit is in the German language. | 98.2188
15267 | 1336F-BRF30-AE-EN | G | This 1336F PLUS Adjustable Frequency AC drive is a 380-480VAC or 513-620V DC unit with 2.2 (3) kilowatts(horsepower) and has a(n) IP 20 (NEMA 1)/EMC enclosure. This unit is in the English language. | 98.9744
57975 | 1336F-BRF30-AE-EN-HAS2-L4 | G | This 1336F PLUS Adjustable Frequency AC drive is a 380-480VAC or 513-620V DC unit with 2.2 (3) kilowatts(horsepower) and has a(n) IP 20 (NEMA 1)/EMC enclosure. This unit is in the English language. </br>Mods: [Programmer/Controller w/Digital Pot] , [TTL Contact] | 99.2366
57913 | 1336F-BRF30-AE-EN-HCS1 | G | This 1336F PLUS Adjustable Frequency AC drive is a 380-480VAC or 513-620V DC unit with 2.2 (3) kilowatts(horsepower) and has a(n) IP 20 (NEMA 1)/EMC enclosure. This unit is in the English language. </br>Mods: [HCS1 Programmer/Controller w/Analog Pot & Upload/Download Capability] | 98.0251
57785 | 1336F-BRF30-AE-IT | G | This 1336F PLUS Adjustable Frequency AC drive is a 380-480VAC or 513-620V DC unit with 2.2 (3) kilowatts(horsepower) and has a(n) IP 20 (NEMA 1)/EMC enclosure. This unit is in the Italian language. | 97.9695
57951 | 1336F-BRF30-AJ-EN-HJ2-L6 | G | This 1336F PLUS Adjustable Frequency AC drive is a 380-480VAC or 513-620V DC unit with 2.2 (3) kilowatts(horsepower) and has a(n) IP 54 (NEMA 12) enclosure. This unit is in the English language. </br>Mods: [Programmer/Controller w/Digital Pot] , [115V AC] | 99.0253
15268 | 1336F-BRF30-AN-EN | G | This 1336F PLUS Adjustable Frequency AC drive is a 380-480VAC or 513-620V DC unit with 2.2 (3) kilowatts(horsepower) and has a(n) IP 00 (Open) enclosure. This unit is in the English language. | 100
57940 | 1336F-BRF30-AN-EN392-L5E | G | This 1336F PLUS Adjustable Frequency AC drive is a 380-480VAC or 513-620V DC unit with 2.2 (3) kilowatts(horsepower) and has a(n) IP 00 (Open) enclosure. This unit is in the English language. | 98.4375
15269 | 1336F-BRF30-AN-EN-GMS1 | G | This 1336F PLUS Adjustable Frequency AC drive is a 380-480VAC or 513-620V DC unit with 2.2 (3) kilowatts(horsepower) and has a(n) IP 00 (Open) enclosure. This unit is in the English language. </br>Mods: [GM1 with Snap-In Cradle] | 98.69
58032 | 1336F-BRF30-AN-EN-HAS1-L4 | G | This 1336F PLUS Adjustable Frequency AC drive is a 380-480VAC or 513-620V DC unit with 2.2 (3) kilowatts(horsepower) and has a(n) IP 00 (Open) enclosure. This unit is in the English language. </br>Mods: [Programmer/Controller w/Analog Pot] , [TTL Contact] | 96.8992
57912 | 1336F-BRF30-AN-EN-HAS2 | G | This 1336F PLUS Adjustable Frequency AC drive is a 380-480VAC or 513-620V DC unit with 2.2 (3) kilowatts(horsepower) and has a(n) IP 00 (Open) enclosure. This unit is in the English language. </br>Mods: [Programmer/Controller w/Digital Pot] | 98.5507
58010 | 1336F-BRF30-AN-EN-HAS2-L4 | G | This 1336F PLUS Adjustable Frequency AC drive is a 380-480VAC or 513-620V DC unit with 2.2 (3) kilowatts(horsepower) and has a(n) IP 00 (Open) enclosure. This unit is in the English language. </br>Mods: [Programmer/Controller w/Digital Pot] , [TTL Contact] | 98.646
58009 | 1336F-BRF30-AN-EN-HASP-L4 | G | This 1336F PLUS Adjustable Frequency AC drive is a 380-480VAC or 513-620V DC unit with 2.2 (3) kilowatts(horsepower) and has a(n) IP 00 (Open) enclosure. This unit is in the English language. </br>Mods: [Programmer Only] , [TTL Contact] | 95.5603
58008 | 1336F-BRF30-AN-EN-HASP-L6 | G | This 1336F PLUS Adjustable Frequency AC drive is a 380-480VAC or 513-620V DC unit with 2.2 (3) kilowatts(horsepower) and has a(n) IP 00 (Open) enclosure. This unit is in the English language. </br>Mods: [Programmer Only] , [115V AC] | 98.5075
57911 | 1336F-BRF30-AN-EN-HCS1 | G | This 1336F PLUS Adjustable Frequency AC drive is a 380-480VAC or 513-620V DC unit with 2.2 (3) kilowatts(horsepower) and has a(n) IP 00 (Open) enclosure. This unit is in the English language. </br>Mods: [HCS1 Programmer/Controller w/Analog Pot & Upload/Download Capability] | 97.1119
57974 | 1336F-BRF30-AN-EN-HCS2-L4 | G | This 1336F PLUS Adjustable Frequency AC drive is a 380-480VAC or 513-620V DC unit with 2.2 (3) kilowatts(horsepower) and has a(n) IP 00 (Open) enclosure. This unit is in the English language. </br>Mods: [Programmer/Controller w/Digital Pot & Upload/Download Capability] , [TTL Contact] | 97.5439
57958 | 1336F-BRF30-AN-EN-HCS2-L5 | G | This 1336F PLUS Adjustable Frequency AC drive is a 380-480VAC or 513-620V DC unit with 2.2 (3) kilowatts(horsepower) and has a(n) IP 00 (Open) enclosure. This unit is in the English language. </br>Mods: [Programmer/Controller w/Digital Pot & Upload/Download Capability] , [24V AC/DC] | 98.6014
57987 | 1336F-BRF30-AN-EN-HCS2-L6 | G | This 1336F PLUS Adjustable Frequency AC drive is a 380-480VAC or 513-620V DC unit with 2.2 (3) kilowatts(horsepower) and has a(n) IP 00 (Open) enclosure. This unit is in the English language. </br>Mods: [Programmer/Controller w/Digital Pot & Upload/Download Capability] , [115V AC] | 98.7654
15270 | 1336F-BRF30-AN-EN-HCS2-L9E-LA3 | G | This 1336F PLUS Adjustable Frequency AC drive is a 380-480VAC or 513-620V DC unit with 2.2 (3) kilowatts(horsepower) and has a(n) IP 00 (Open) enclosure. This unit is in the English language. </br>Mods: [Programmer/Controller w/Digital Pot & Upload/Download Capability] , [115V AC & Encoder Feedback for use with Encoder Loss Detection] , [Two Isolated Configurable Outputs] | 97.7483
58095 | 1336F-BRF30-AN-EN-HCS2-LA1-L6 | G | This 1336F PLUS Adjustable Frequency AC drive is a 380-480VAC or 513-620V DC unit with 2.2 (3) kilowatts(horsepower) and has a(n) IP 00 (Open) enclosure. This unit is in the English language. </br>Mods: [Programmer/Controller w/Digital Pot & Upload/Download Capability] , [Single-ended, Non-isolated Configurable (including Pot) Input & 2 Single-ended, Non-isolated Outputs (1 - Configurable, 1 - 20mA)] , [115V AC] | 99.2823
58007 | 1336F-BRF30-AN-EN-HCSP-L6 | G | This 1336F PLUS Adjustable Frequency AC drive is a 380-480VAC or 513-620V DC unit with 2.2 (3) kilowatts(horsepower) and has a(n) IP 00 (Open) enclosure. This unit is in the English language. </br>Mods: [Programmer Only & Upload/Download Capability] , [115V AC] | 96.4083
15271 | 1336F-BRF30-AN-EN-L4 | G | This 1336F PLUS Adjustable Frequency AC drive is a 380-480VAC or 513-620V DC unit with 2.2 (3) kilowatts(horsepower) and has a(n) IP 00 (Open) enclosure. This unit is in the English language. </br>Mods: [TTL Contact] | 98.3908
57843 | 1336F-BRF30-AN-EN-L5 | G | This 1336F PLUS Adjustable Frequency AC drive is a 380-480VAC or 513-620V DC unit with 2.2 (3) kilowatts(horsepower) and has a(n) IP 00 (Open) enclosure. This unit is in the English language. </br>Mods: [24V AC/DC] | 98.6111
15272 | 1336F-BRF30-AN-EN-L6 | G | This 1336F PLUS Adjustable Frequency AC drive is a 380-480VAC or 513-620V DC unit with 2.2 (3) kilowatts(horsepower) and has a(n) IP 00 (Open) enclosure. This unit is in the English language. </br>Mods: [115V AC] | 98.5981
15273 | 1336F-BRF50-AA-EN | G | This 1336F PLUS Adjustable Frequency AC drive is a 380-480VAC or 513-620V DC unit with 3.7 (5) kilowatts(horsepower) and has a(n) IP 20 (NEMA 1) enclosure. This unit is in the English language. | 98.7147
57910 | 1336F-BRF50-AA-EN-GMS1 | G | This 1336F PLUS Adjustable Frequency AC drive is a 380-480VAC or 513-620V DC unit with 3.7 (5) kilowatts(horsepower) and has a(n) IP 20 (NEMA 1) enclosure. This unit is in the English language. </br>Mods: [GM1 with Snap-In Cradle] | 98.7013
58006 | 1336F-BRF50-AA-EN-GMS1-L4 | G | This 1336F PLUS Adjustable Frequency AC drive is a 380-480VAC or 513-620V DC unit with 3.7 (5) kilowatts(horsepower) and has a(n) IP 20 (NEMA 1) enclosure. This unit is in the English language. </br>Mods: [GM1 with Snap-In Cradle] , [TTL Contact] | 98.5972
15274 | 1336F-BRF50-AA-EN-GMS1-L6E | G | This 1336F PLUS Adjustable Frequency AC drive is a 380-480VAC or 513-620V DC unit with 3.7 (5) kilowatts(horsepower) and has a(n) IP 20 (NEMA 1) enclosure. This unit is in the English language. </br>Mods: [GM1 with Snap-In Cradle] , [115V AC] | 99.5902
57909 | 1336F-BRF50-AA-EN-GMS5 | G | This 1336F PLUS Adjustable Frequency AC drive is a 380-480VAC or 513-620V DC unit with 3.7 (5) kilowatts(horsepower) and has a(n) IP 20 (NEMA 1) enclosure. This unit is in the English language. </br>Mods: [GM5 with Snap-In Cradle] | 99.5671
15275 | 1336F-BRF50-AA-EN-GMS5-L4 | G | This 1336F PLUS Adjustable Frequency AC drive is a 380-480VAC or 513-620V DC unit with 3.7 (5) kilowatts(horsepower) and has a(n) IP 20 (NEMA 1) enclosure. This unit is in the English language. </br>Mods: [GM5 with Snap-In Cradle] , [TTL Contact] | 99.5968
58005 | 1336F-BRF50-AA-EN-GMS6-L6 | G | This 1336F PLUS Adjustable Frequency AC drive is a 380-480VAC or 513-620V DC unit with 3.7 (5) kilowatts(horsepower) and has a(n) IP 20 (NEMA 1) enclosure. This unit is in the English language. </br>Mods: [GM6 with Snap-In Cradle] , [115V AC] | 97.9508
15276 | 1336F-BRF50-AA-EN-HAS1 | G | This 1336F PLUS Adjustable Frequency AC drive is a 380-480VAC or 513-620V DC unit with 3.7 (5) kilowatts(horsepower) and has a(n) IP 20 (NEMA 1) enclosure. This unit is in the English language. </br>Mods: [Programmer/Controller w/Analog Pot] | 98.7603
15277 | 1336F-BRF50-AA-EN-HAS2 | G | This 1336F PLUS Adjustable Frequency AC drive is a 380-480VAC or 513-620V DC unit with 3.7 (5) kilowatts(horsepower) and has a(n) IP 20 (NEMA 1) enclosure. This unit is in the English language. </br>Mods: [Programmer/Controller w/Digital Pot] | 98.9733
15278 | 1336F-BRF50-AA-EN-HAS2-L4 | G | This 1336F PLUS Adjustable Frequency AC drive is a 380-480VAC or 513-620V DC unit with 3.7 (5) kilowatts(horsepower) and has a(n) IP 20 (NEMA 1) enclosure. This unit is in the English language. </br>Mods: [Programmer/Controller w/Digital Pot] , [TTL Contact] | 99.044
15279 | 1336F-BRF50-AA-EN-HAS2-L5 | G | This 1336F PLUS Adjustable Frequency AC drive is a 380-480VAC or 513-620V DC unit with 3.7 (5) kilowatts(horsepower) and has a(n) IP 20 (NEMA 1) enclosure. This unit is in the English language. </br>Mods: [Programmer/Controller w/Digital Pot] , [24V AC/DC] | 98.8417
57955 | 1336F-BRF50-AA-EN-HAS2-L6 | G | This 1336F PLUS Adjustable Frequency AC drive is a 380-480VAC or 513-620V DC unit with 3.7 (5) kilowatts(horsepower) and has a(n) IP 20 (NEMA 1) enclosure. This unit is in the English language. </br>Mods: [Programmer/Controller w/Digital Pot] , [115V AC] | 99.0253
58105 | 1336F-BRF50-AA-EN-HAS2-LA2-L6 | G | This 1336F PLUS Adjustable Frequency AC drive is a 380-480VAC or 513-620V DC unit with 3.7 (5) kilowatts(horsepower) and has a(n) IP 20 (NEMA 1) enclosure. This unit is in the English language. </br>Mods: [Programmer/Controller w/Digital Pot] , [Two Isolated Configurable Inputs] , [115V AC] | 96.7851
15280 | 1336F-BRF50-AA-EN-HAS2-LA5-L5 | G | This 1336F PLUS Adjustable Frequency AC drive is a 380-480VAC or 513-620V DC unit with 3.7 (5) kilowatts(horsepower) and has a(n) IP 20 (NEMA 1) enclosure. This unit is in the English language. </br>Mods: [Programmer/Controller w/Digital Pot] , [Isolated Pulse Input, Non-isolated Pulse Output & Single-ended, Non-isolated Configurable Output] , [24V AC/DC] | 98.0556
57908 | 1336F-BRF50-AA-EN-HASP | G | This 1336F PLUS Adjustable Frequency AC drive is a 380-480VAC or 513-620V DC unit with 3.7 (5) kilowatts(horsepower) and has a(n) IP 20 (NEMA 1) enclosure. This unit is in the English language. </br>Mods: [Programmer Only] | 97.1678
57990 | 1336F-BRF50-AA-EN-HASP-L6 | G | This 1336F PLUS Adjustable Frequency AC drive is a 380-480VAC or 513-620V DC unit with 3.7 (5) kilowatts(horsepower) and has a(n) IP 20 (NEMA 1) enclosure. This unit is in the English language. </br>Mods: [Programmer Only] , [115V AC] | 98.7342
58004 | 1336F-BRF50-AA-EN-HCS2-L6 | G | This 1336F PLUS Adjustable Frequency AC drive is a 380-480VAC or 513-620V DC unit with 3.7 (5) kilowatts(horsepower) and has a(n) IP 20 (NEMA 1) enclosure. This unit is in the English language. </br>Mods: [Programmer/Controller w/Digital Pot & Upload/Download Capability] , [115V AC] | 98.951
58060 | 1336F-BRF50-AA-EN-HCS2-L8E | G | This 1336F PLUS Adjustable Frequency AC drive is a 380-480VAC or 513-620V DC unit with 3.7 (5) kilowatts(horsepower) and has a(n) IP 20 (NEMA 1) enclosure. This unit is in the English language. </br>Mods: [Programmer/Controller w/Digital Pot & Upload/Download Capability] , [24V AC/DC & Encoder Feedback for use with Encoder Loss Detection] | 97.654
58127 | 1336F-BRF50-AA-EN-HCS2-LA2-LA3-L4 | G | This 1336F PLUS Adjustable Frequency AC drive is a 380-480VAC or 513-620V DC unit with 3.7 (5) kilowatts(horsepower) and has a(n) IP 20 (NEMA 1) enclosure. This unit is in the English language. </br>Mods: [Programmer/Controller w/Digital Pot & Upload/Download Capability] , [Two Isolated Configurable Inputs] , [Two Isolated Configurable Outputs] , [TTL Contact] | 99.045
15281 | 1336F-BRF50-AA-EN-HCS2-LA6-L6 | G | This 1336F PLUS Adjustable Frequency AC drive is a 380-480VAC or 513-620V DC unit with 3.7 (5) kilowatts(horsepower) and has a(n) IP 20 (NEMA 1) enclosure. This unit is in the English language. </br>Mods: [Programmer/Controller w/Digital Pot & Upload/Download Capability] , [One Isolated Bi-polar Input (Â±10V or Â±20mA) and One Isolated Thermistor Input] , [115V AC] | 99.1914
57851 | 1336F-BRF50-AA-EN-L4 | G | This 1336F PLUS Adjustable Frequency AC drive is a 380-480VAC or 513-620V DC unit with 3.7 (5) kilowatts(horsepower) and has a(n) IP 20 (NEMA 1) enclosure. This unit is in the English language. </br>Mods: [TTL Contact] | 98.861
57852 | 1336F-BRF50-AA-EN-L5 | G | This 1336F PLUS Adjustable Frequency AC drive is a 380-480VAC or 513-620V DC unit with 3.7 (5) kilowatts(horsepower) and has a(n) IP 20 (NEMA 1) enclosure. This unit is in the English language. </br>Mods: [24V AC/DC] | 98.6175
15283 | 1336F-BRF50-AA-EN-L6 | G | This 1336F PLUS Adjustable Frequency AC drive is a 380-480VAC or 513-620V DC unit with 3.7 (5) kilowatts(horsepower) and has a(n) IP 20 (NEMA 1) enclosure. This unit is in the English language. </br>Mods: [115V AC] | 98.6111
15285 | 1336F-BRF50-AE-EN | G | This 1336F PLUS Adjustable Frequency AC drive is a 380-480VAC or 513-620V DC unit with 3.7 (5) kilowatts(horsepower) and has a(n) IP 20 (NEMA 1)/EMC enclosure. This unit is in the English language. | 98.9744
58003 | 1336F-BRF50-AE-EN-GMS1-L5 | G | This 1336F PLUS Adjustable Frequency AC drive is a 380-480VAC or 513-620V DC unit with 3.7 (5) kilowatts(horsepower) and has a(n) IP 20 (NEMA 1)/EMC enclosure. This unit is in the English language. </br>Mods: [GM1 with Snap-In Cradle] , [24V AC/DC] | 97.7867
15286 | 1336F-BRF50-AE-EN-HAS2-L6 | G | This 1336F PLUS Adjustable Frequency AC drive is a 380-480VAC or 513-620V DC unit with 3.7 (5) kilowatts(horsepower) and has a(n) IP 20 (NEMA 1)/EMC enclosure. This unit is in the English language. </br>Mods: [Programmer/Controller w/Digital Pot] , [115V AC] | 99.2248
57784 | 1336F-BRF50-AE-FR | G | This 1336F PLUS Adjustable Frequency AC drive is a 380-480VAC or 513-620V DC unit with 3.7 (5) kilowatts(horsepower) and has a(n) IP 20 (NEMA 1)/EMC enclosure. This unit is in the French language. | 98.7277
57907 | 1336F-BRF50-AE-HCS2-L5 | G | <p>This 1336 PLUS II Adjustable Frequency AC drive is a 3.7 (5) kilowatts(horsepower) and has an NEMA 1 (IP20)/EMC enclosure. This unit is in the English/English language.</p> | 97.4359
15287 | 1336F-BRF50-AF-EN | G | This 1336F PLUS Adjustable Frequency AC drive is a 380-480VAC or 513-620V DC unit with 3.7 (5) kilowatts(horsepower) and has a(n) IP 65 (NEMA 4) enclosure. This unit is in the English language. | 98.4456
57950 | 1336F-BRF50-AJ-EN-HJ2-L6 | G | This 1336F PLUS Adjustable Frequency AC drive is a 380-480VAC or 513-620V DC unit with 3.7 (5) kilowatts(horsepower) and has a(n) IP 54 (NEMA 12) enclosure. This unit is in the English language. </br>Mods: [Programmer/Controller w/Digital Pot] , [115V AC] | 99.0253
15288 | 1336F-BRF50-AN-EN | G | The Allen Bradley 1336F-BRF150-AE-EN is an adjustable frequency AC drive that is part of the 1336F Plus II product family. It has a rated Input voltage of 380 - 480VAC, 3 Phase or 513 - 620VDC with an output current of 8.4 amperes, power of 3.7 kilowatts or 5 Horsepower and IP00 (Open) enclosure. | 97.8369
15291 | 1336F-BRF50-AN-EN906-L7E-MX1 | G | This 1336F PLUS Adjustable Frequency AC drive is a 380-480VAC or 513-620V DC unit with 3.7 (5) kilowatts(horsepower) and has a(n) IP 00 (Open) enclosure. This unit is in the English language. | 98.7013
58002 | 1336F-BRF50-AN-EN-GMS1-L6 | G | This 1336F PLUS Adjustable Frequency AC drive is a 380-480VAC or 513-620V DC unit with 3.7 (5) kilowatts(horsepower) and has a(n) IP 00 (Open) enclosure. This unit is in the English language. </br>Mods: [GM1 with Snap-In Cradle] , [115V AC] | 98.7603
57959 | 1336F-BRF50-AN-EN-HAS2-L6 | G | This 1336F PLUS Adjustable Frequency AC drive is a 380-480VAC or 513-620V DC unit with 3.7 (5) kilowatts(horsepower) and has a(n) IP 00 (Open) enclosure. This unit is in the English language. </br>Mods: [Programmer/Controller w/Digital Pot] , [115V AC] | 98.8235
57891 | 1336F-BRF50-AN-EN-HASB | G | This 1336F PLUS Adjustable Frequency AC drive is a 380-480VAC or 513-620V DC unit with 3.7 (5) kilowatts(horsepower) and has a(n) IP 00 (Open) enclosure. This unit is in the English language. </br>Mods: [Snap-In Cradle/Blank Plate] | 96.0168
57973 | 1336F-BRF50-AN-EN-HCS2-L6 | G | This 1336F PLUS Adjustable Frequency AC drive is a 380-480VAC or 513-620V DC unit with 3.7 (5) kilowatts(horsepower) and has a(n) IP 00 (Open) enclosure. This unit is in the English language. </br>Mods: [Programmer/Controller w/Digital Pot & Upload/Download Capability] , [115V AC] | 99.1182
15289 | 1336F-BRF50-AN-EN-L4 | G | This 1336F PLUS Adjustable Frequency AC drive is a 380-480VAC or 513-620V DC unit with 3.7 (5) kilowatts(horsepower) and has a(n) IP 00 (Open) enclosure. This unit is in the English language. </br>Mods: [TTL Contact] | 98.6239
15290 | 1336F-BRF50-AN-EN-L6 | G | This 1336F PLUS Adjustable Frequency AC drive is a 380-480VAC or 513-620V DC unit with 3.7 (5) kilowatts(horsepower) and has a(n) IP 00 (Open) enclosure. This unit is in the English language. </br>Mods: [115V AC] | 100
57855 | 1336F-BRF50-AX-EN-L6 | G | This 1336F PLUS Adjustable Frequency AC drive is a 380-480VAC or 513-620V DC unit with 3.7 (5) kilowatts(horsepower) and has a(n) IP 00 (Open) enclosure. This unit is in the English language. </br>Mods: [115V AC] | 98.5915
57924 | 1336F-BRF510-AA-EN-HCS2 | G | This 1336F PLUS Adjustable Frequency AC drive is a 380-480VAC or 513-620V DC unit with 0.37 (0.5) kilowatts(horsepower) and has a(n) IP 20 (NEMA 1) enclosure. This unit is in the English language. </br>Mods: [Programmer/Controller w/Digital Pot & Upload/Download Capability] | 98.5401
15292 | 1336F-BRF75-AA-EN | G | This 1336F PLUS Adjustable Frequency AC drive is a 380-480VAC or 513-620V DC unit with 5.5 (7.5) kilowatts(horsepower) and has a(n) IP 20 (NEMA 1) enclosure. This unit is in the English language. | 100
57899 | 1336F-BRF75-AA-EN-GMS1 | G | This 1336F PLUS Adjustable Frequency AC drive is a 380-480VAC or 513-620V DC unit with 5.5 (7.5) kilowatts(horsepower) and has a(n) IP 20 (NEMA 1) enclosure. This unit is in the English language. </br>Mods: [GM1 with Snap-In Cradle] | 99.5708
58001 | 1336F-BRF75-AA-EN-GMS1-L4 | G | This 1336F PLUS Adjustable Frequency AC drive is a 380-480VAC or 513-620V DC unit with 5.5 (7.5) kilowatts(horsepower) and has a(n) IP 20 (NEMA 1) enclosure. This unit is in the English language. </br>Mods: [GM1 with Snap-In Cradle] , [TTL Contact] | 99.6
58000 | 1336F-BRF75-AA-EN-GMS1-L6 | G | This 1336F PLUS Adjustable Frequency AC drive is a 380-480VAC or 513-620V DC unit with 5.5 (7.5) kilowatts(horsepower) and has a(n) IP 20 (NEMA 1) enclosure. This unit is in the English language. </br>Mods: [GM1 with Snap-In Cradle] , [115V AC] | 98.3673
57919 | 1336F-BRF75-AA-EN-GMS5 | G | This 1336F PLUS Adjustable Frequency AC drive is a 380-480VAC or 513-620V DC unit with 5.5 (7.5) kilowatts(horsepower) and has a(n) IP 20 (NEMA 1) enclosure. This unit is in the English language. </br>Mods: [GM5 with Snap-In Cradle] | 98.2759
58058 | 1336F-BRF75-AA-EN-GMS6-L4E | G | This 1336F PLUS Adjustable Frequency AC drive is a 380-480VAC or 513-620V DC unit with 5.5 (7.5) kilowatts(horsepower) and has a(n) IP 20 (NEMA 1) enclosure. This unit is in the English language. </br>Mods: [GM6 with Snap-In Cradle] , [TTL Contact] | 98.3936
57999 | 1336F-BRF75-AA-EN-GMS6-L5 | G | This 1336F PLUS Adjustable Frequency AC drive is a 380-480VAC or 513-620V DC unit with 5.5 (7.5) kilowatts(horsepower) and has a(n) IP 20 (NEMA 1) enclosure. This unit is in the English language. </br>Mods: [GM6 with Snap-In Cradle] , [24V AC/DC] | 98.1818
15293 | 1336F-BRF75-AA-EN-HAS1-L6 | G | This 1336F PLUS Adjustable Frequency AC drive is a 380-480VAC or 513-620V DC unit with 5.5 (7.5) kilowatts(horsepower) and has a(n) IP 20 (NEMA 1) enclosure. This unit is in the English language. </br>Mods: [Programmer/Controller w/Analog Pot] , [115V AC] | 99.2278
58098 | 1336F-BRF75-AA-EN-HAS1-LA4-L6 | G | This 1336F PLUS Adjustable Frequency AC drive is a 380-480VAC or 513-620V DC unit with 5.5 (7.5) kilowatts(horsepower) and has a(n) IP 20 (NEMA 1) enclosure. This unit is in the English language. </br>Mods: [Programmer/Controller w/Analog Pot] , [One Isolated Configurable Input & Output] , [115V AC] | 98.843
57896 | 1336F-BRF75-AA-EN-HAS2 | G | This 1336F PLUS Adjustable Frequency AC drive is a 380-480VAC or 513-620V DC unit with 5.5 (7.5) kilowatts(horsepower) and has a(n) IP 20 (NEMA 1) enclosure. This unit is in the English language. </br>Mods: [Programmer/Controller w/Digital Pot] | 99.1903
57962 | 1336F-BRF75-AA-EN-HAS2-L4 | G | This 1336F PLUS Adjustable Frequency AC drive is a 380-480VAC or 513-620V DC unit with 5.5 (7.5) kilowatts(horsepower) and has a(n) IP 20 (NEMA 1) enclosure. This unit is in the English language. </br>Mods: [Programmer/Controller w/Digital Pot] , [TTL Contact] | 100
58052 | 1336F-BRF75-AA-EN-HAS2-L4E | G | This 1336F PLUS Adjustable Frequency AC drive is a 380-480VAC or 513-620V DC unit with 5.5 (7.5) kilowatts(horsepower) and has a(n) IP 20 (NEMA 1) enclosure. This unit is in the English language. </br>Mods: [Programmer/Controller w/Digital Pot] , [TTL Contact] | 96.3532
57989 | 1336F-BRF75-AA-EN-HAS2-L5 | G | This 1336F PLUS Adjustable Frequency AC drive is a 380-480VAC or 513-620V DC unit with 5.5 (7.5) kilowatts(horsepower) and has a(n) IP 20 (NEMA 1) enclosure. This unit is in the English language. </br>Mods: [Programmer/Controller w/Digital Pot] , [24V AC/DC] | 98.4556
15294 | 1336F-BRF75-AA-EN-HAS2-L6 | G | This 1336F PLUS Adjustable Frequency AC drive is a 380-480VAC or 513-620V DC unit with 5.5 (7.5) kilowatts(horsepower) and has a(n) IP 20 (NEMA 1) enclosure. This unit is in the English language. </br>Mods: [Programmer/Controller w/Digital Pot] , [115V AC] | 100
58040 | 1336F-BRF75-AA-EN-HAS2-L6E | G | This 1336F PLUS Adjustable Frequency AC drive is a 380-480VAC or 513-620V DC unit with 5.5 (7.5) kilowatts(horsepower) and has a(n) IP 20 (NEMA 1) enclosure. This unit is in the English language. </br>Mods: [Programmer/Controller w/Digital Pot] , [115V AC] | 98.8327
57972 | 1336F-BRF75-AA-EN-HASB-L6 | G | This 1336F PLUS Adjustable Frequency AC drive is a 380-480VAC or 513-620V DC unit with 5.5 (7.5) kilowatts(horsepower) and has a(n) IP 20 (NEMA 1) enclosure. This unit is in the English language. </br>Mods: [Snap-In Cradle/Blank Plate] , [115V AC] | 95.7576
57946 | 1336F-BRF75-AA-EN-HAS-L4 | G | This 1336F PLUS Adjustable Frequency AC drive is a 380-480VAC or 513-620V DC unit with 5.5 (7.5) kilowatts(horsepower) and has a(n) IP 20 (NEMA 1) enclosure. This unit is in the English language. | 98.4615
57984 | 1336F-BRF75-AA-EN-HASP-L4 | G | This 1336F PLUS Adjustable Frequency AC drive is a 380-480VAC or 513-620V DC unit with 5.5 (7.5) kilowatts(horsepower) and has a(n) IP 20 (NEMA 1) enclosure. This unit is in the English language. </br>Mods: [Programmer Only] , [TTL Contact] | 97.0833
15295 | 1336F-BRF75-AA-EN-HASP-L5 | G | This 1336F PLUS Adjustable Frequency AC drive is a 380-480VAC or 513-620V DC unit with 5.5 (7.5) kilowatts(horsepower) and has a(n) IP 20 (NEMA 1) enclosure. This unit is in the English language. </br>Mods: [Programmer Only] , [24V AC/DC] | 98.3264
57998 | 1336F-BRF75-AA-EN-HASP-L6 | G | This 1336F PLUS Adjustable Frequency AC drive is a 380-480VAC or 513-620V DC unit with 5.5 (7.5) kilowatts(horsepower) and has a(n) IP 20 (NEMA 1) enclosure. This unit is in the English language. </br>Mods: [Programmer Only] , [115V AC] | 98.3122
57997 | 1336F-BRF75-AA-EN-HCS2-L4 | G | This 1336F PLUS Adjustable Frequency AC drive is a 380-480VAC or 513-620V DC unit with 5.5 (7.5) kilowatts(horsepower) and has a(n) IP 20 (NEMA 1) enclosure. This unit is in the English language. </br>Mods: [Programmer/Controller w/Digital Pot & Upload/Download Capability] , [TTL Contact] | 98.7952
15296 | 1336F-BRF75-AA-EN-HCS2-L4-LA4 | G | This 1336F PLUS Adjustable Frequency AC drive is a 380-480VAC or 513-620V DC unit with 5.5 (7.5) kilowatts(horsepower) and has a(n) IP 20 (NEMA 1) enclosure. This unit is in the English language. </br>Mods: [Programmer/Controller w/Digital Pot & Upload/Download Capability] , [TTL Contact] , [One Isolated Configurable Input & Output] | 95.5224
57961 | 1336F-BRF75-AA-EN-HCS2-L6 | G | This 1336F PLUS Adjustable Frequency AC drive is a 380-480VAC or 513-620V DC unit with 5.5 (7.5) kilowatts(horsepower) and has a(n) IP 20 (NEMA 1) enclosure. This unit is in the English language. </br>Mods: [Programmer/Controller w/Digital Pot & Upload/Download Capability] , [115V AC] | 98.9547
58103 | 1336F-BRF75-AA-EN-HCS2-LA4-L6 | G | This 1336F PLUS Adjustable Frequency AC drive is a 380-480VAC or 513-620V DC unit with 5.5 (7.5) kilowatts(horsepower) and has a(n) IP 20 (NEMA 1) enclosure. This unit is in the English language. </br>Mods: [Programmer/Controller w/Digital Pot & Upload/Download Capability] , [One Isolated Configurable Input & Output] , [115V AC] | 95.0376
58122 | 1336F-BRF75-AA-EN-HCS2-LA7-L9E | G | This 1336F PLUS Adjustable Frequency AC drive is a 380-480VAC or 513-620V DC unit with 5.5 (7.5) kilowatts(horsepower) and has a(n) IP 20 (NEMA 1) enclosure. This unit is in the English language. </br>Mods: [Programmer/Controller w/Digital Pot & Upload/Download Capability] , [One Isolated Bi-polar Input (Â±10V or Â±20mA) and One Isolated Configurable Input] , [115V AC & Encoder Feedback for use with Encoder Loss Detection] | 99.1832
57900 | 1336F-BRF75-AA-EN-HCSP | G | This 1336F PLUS Adjustable Frequency AC drive is a 380-480VAC or 513-620V DC unit with 5.5 (7.5) kilowatts(horsepower) and has a(n) IP 20 (NEMA 1) enclosure. This unit is in the English language. </br>Mods: [Programmer Only & Upload/Download Capability] | 98.8142
57996 | 1336F-BRF75-AA-EN-HCSP-L4 | G | This 1336F PLUS Adjustable Frequency AC drive is a 380-480VAC or 513-620V DC unit with 5.5 (7.5) kilowatts(horsepower) and has a(n) IP 20 (NEMA 1) enclosure. This unit is in the English language. </br>Mods: [Programmer Only & Upload/Download Capability] , [TTL Contact] | 96.6543
15297 | 1336F-BRF75-AA-EN-L4 | G | This 1336F PLUS Adjustable Frequency AC drive is a 380-480VAC or 513-620V DC unit with 5.5 (7.5) kilowatts(horsepower) and has a(n) IP 20 (NEMA 1) enclosure. This unit is in the English language. </br>Mods: [TTL Contact] | 99.1031
57845 | 1336F-BRF75-AA-EN-L5 | G | This 1336F PLUS Adjustable Frequency AC drive is a 380-480VAC or 513-620V DC unit with 5.5 (7.5) kilowatts(horsepower) and has a(n) IP 20 (NEMA 1) enclosure. This unit is in the English language. </br>Mods: [24V AC/DC] | 98.6239
57850 | 1336F-BRF75-AA-EN-L6 | G | This 1336F PLUS Adjustable Frequency AC drive is a 380-480VAC or 513-620V DC unit with 5.5 (7.5) kilowatts(horsepower) and has a(n) IP 20 (NEMA 1) enclosure. This unit is in the English language. </br>Mods: [115V AC] | 96.7742
15298 | 1336F-BRF75-AE-EN | G | This 1336F PLUS Adjustable Frequency AC drive is a 380-480VAC or 513-620V DC unit with 5.5 (7.5) kilowatts(horsepower) and has a(n) IP 20 (NEMA 1)/EMC enclosure. This unit is in the English language. | 98.9848
57995 | 1336F-BRF75-AE-EN-HAS1-L6 | G | This 1336F PLUS Adjustable Frequency AC drive is a 380-480VAC or 513-620V DC unit with 5.5 (7.5) kilowatts(horsepower) and has a(n) IP 20 (NEMA 1)/EMC enclosure. This unit is in the English language. </br>Mods: [Programmer/Controller w/Analog Pot] , [115V AC] | 97.6744
57906 | 1336F-BRF75-AE-EN-HAS2 | G | This 1336F PLUS Adjustable Frequency AC drive is a 380-480VAC or 513-620V DC unit with 5.5 (7.5) kilowatts(horsepower) and has a(n) IP 20 (NEMA 1)/EMC enclosure. This unit is in the English language. </br>Mods: [Programmer/Controller w/Digital Pot] | 97.9757
57986 | 1336F-BRF75-AE-EN-HCS1-L4 | G | This 1336F PLUS Adjustable Frequency AC drive is a 380-480VAC or 513-620V DC unit with 5.5 (7.5) kilowatts(horsepower) and has a(n) IP 20 (NEMA 1)/EMC enclosure. This unit is in the English language. </br>Mods: [HCS1 Programmer/Controller w/Analog Pot & Upload/Download Capability] , [TTL Contact] | 96.9492
57854 | 1336F-BRF75-AE-EN-L4 | G | This 1336F PLUS Adjustable Frequency AC drive is a 380-480VAC or 513-620V DC unit with 5.5 (7.5) kilowatts(horsepower) and has a(n) IP 20 (NEMA 1)/EMC enclosure. This unit is in the English language. </br>Mods: [TTL Contact] | 97.5281
57778 | 1336F-BRF75-AE-ES | G | This 1336F PLUS Adjustable Frequency AC drive is a 380-480VAC or 513-620V DC unit with 5.5 (7.5) kilowatts(horsepower) and has a(n) IP 20 (NEMA 1)/EMC enclosure. This unit is in the Spanish language. | 97.4619
15299 | 1336F-BRF75-AE-FR | G | This 1336F PLUS Adjustable Frequency AC drive is a 380-480VAC or 513-620V DC unit with 5.5 (7.5) kilowatts(horsepower) and has a(n) IP 20 (NEMA 1)/EMC enclosure. This unit is in the French language. | 98.4772
15300 | 1336F-BRF75-AN-EN | G | This 1336F PLUS Adjustable Frequency AC drive is a 380-480VAC or 513-620V DC unit with 5.5 (7.5) kilowatts(horsepower) and has a(n) IP 00 (Open) enclosure. This unit is in the English language. | 100
57889 | 1336F-BRF75-AN-EN-HAS2 | G | This 1336F PLUS Adjustable Frequency AC drive is a 380-480VAC or 513-620V DC unit with 5.5 (7.5) kilowatts(horsepower) and has a(n) IP 00 (Open) enclosure. This unit is in the English language. </br>Mods: [Programmer/Controller w/Digital Pot] | 98.5567
57992 | 1336F-BRF75-AN-EN-HAS2-L6 | G | This 1336F PLUS Adjustable Frequency AC drive is a 380-480VAC or 513-620V DC unit with 5.5 (7.5) kilowatts(horsepower) and has a(n) IP 00 (Open) enclosure. This unit is in the English language. </br>Mods: [Programmer/Controller w/Digital Pot] , [115V AC] | 98.6301
15301 | 1336F-BRF75-AN-EN-HCS1-L6 | G | This 1336F PLUS Adjustable Frequency AC drive is a 380-480VAC or 513-620V DC unit with 5.5 (7.5) kilowatts(horsepower) and has a(n) IP 00 (Open) enclosure. This unit is in the English language. </br>Mods: [HCS1 Programmer/Controller w/Analog Pot & Upload/Download Capability] , [115V AC] | 96.7185
58057 | 1336F-BRF75-AN-EN-HCS1-L9E | G | This 1336F PLUS Adjustable Frequency AC drive is a 380-480VAC or 513-620V DC unit with 5.5 (7.5) kilowatts(horsepower) and has a(n) IP 00 (Open) enclosure. This unit is in the English language. </br>Mods: [HCS1 Programmer/Controller w/Analog Pot & Upload/Download Capability] , [115V AC & Encoder Feedback for use with Encoder Loss Detection] | 95.0292
57994 | 1336F-BRF75-AN-EN-HCS2-L5 | G | This 1336F PLUS Adjustable Frequency AC drive is a 380-480VAC or 513-620V DC unit with 5.5 (7.5) kilowatts(horsepower) and has a(n) IP 00 (Open) enclosure. This unit is in the English language. </br>Mods: [Programmer/Controller w/Digital Pot & Upload/Download Capability] , [24V AC/DC] | 97.561
57991 | 1336F-BRF75-AN-EN-HCSP-L5 | G | This 1336F PLUS Adjustable Frequency AC drive is a 380-480VAC or 513-620V DC unit with 5.5 (7.5) kilowatts(horsepower) and has a(n) IP 00 (Open) enclosure. This unit is in the English language. </br>Mods: [Programmer Only & Upload/Download Capability] , [24V AC/DC] | 96.9811
57971 | 1336F-BRF75-AN-EN-HCSP-L6 | G | This 1336F PLUS Adjustable Frequency AC drive is a 380-480VAC or 513-620V DC unit with 5.5 (7.5) kilowatts(horsepower) and has a(n) IP 00 (Open) enclosure. This unit is in the English language. </br>Mods: [Programmer Only & Upload/Download Capability] , [115V AC] | 98.4962
57853 | 1336F-BRF75-AN-EN-L4 | G | This 1336F PLUS Adjustable Frequency AC drive is a 380-480VAC or 513-620V DC unit with 5.5 (7.5) kilowatts(horsepower) and has a(n) IP 00 (Open) enclosure. This unit is in the English language. </br>Mods: [TTL Contact] | 98.3982
57872 | 1336F-BRF75-AN-EN-L6 | G | <p>This 1336F PLUS Adjustable Frequency AC drive is a 380-480VAC or 513-620V DC unit with 5.5 (7.5) kilowatts(horsepower) and has a(n) IP 00 (Open) enclosure. This unit is in the English language.<br /> Mods: [115V AC]</p> | 95.4128
57842 | 1336F-BRF75-AN-EN-LA | G | This 1336F PLUS Adjustable Frequency AC drive is a 380-480VAC or 513-620V DC unit with 5.5 (7.5) kilowatts(horsepower) and has a(n) IP 00 (Open) enclosure. This unit is in the English language. | 98.4456
57875 | 1336F-BRF75-AN-EN-LA4 | G | This 1336F PLUS Adjustable Frequency AC drive is a 380-480VAC or 513-620V DC unit with 5.5 (7.5) kilowatts(horsepower) and has a(n) IP 00 (Open) enclosure. This unit is in the English language. </br>Mods: [One Isolated Configurable Input & Output] | 96.0784
57895 | 1336F-BRF75-AN-HASB-L6 | G | <p>This 1336 PLUS II Adjustable Frequency AC drive is a 5.5 (7.5) kilowatts(horsepower) and has an Open (IP00) enclosure. This unit is in the English/English language.</p> | 97.093
57837 | 1336F-BRF75-AX-EN-L6 | G | This 1336F PLUS Adjustable Frequency AC drive is a 380-480VAC or 513-620V DC unit with 5.5 (7.5) kilowatts(horsepower) and has a(n) IP 00 (Open) enclosure. This unit is in the English language. </br>Mods: [115V AC] | 98.5981
58086 | 1336F-BRT100-AA-EN-HAS1-LA4 | G | <p>This 1336 PLUS II Adjustable Frequency AC drive is a 0.37 (0.5) kilowatts(horsepower) and has an NEMA 1 (IP20) enclosure. This unit is in the English/English language.</p> | 97.4212
15302 | 1336F-BX040-AA-EN | G | This 1336F PLUS Adjustable Frequency AC drive is a Special Rating unit with 30 (40) kilowatts(horsepower) and has a(n) IP 20 (NEMA 1) enclosure. This unit is in the English language. | 98.3516
58101 | 1336F-BX040-AA-EN-GM1-HAS2-L6 | G | This 1336F PLUS Adjustable Frequency AC drive is a Special Rating unit with 30 (40) kilowatts(horsepower) and has a(n) IP 20 (NEMA 1) enclosure. This unit is in the English language. </br>Mods: [Single Point Remote I/O B Frame] , [Programmer/Controller w/Digital Pot] , [115V AC] | 95.9436
15303 | 1336F-BX040-AA-EN-HAS2-L6 | G | This 1336F PLUS Adjustable Frequency AC drive is a Special Rating unit with 30 (40) kilowatts(horsepower) and has a(n) IP 20 (NEMA 1) enclosure. This unit is in the English language. </br>Mods: [Programmer/Controller w/Digital Pot] , [115V AC] | 97.166
57968 | 1336F-BX040-AA-EN-HCS1-L6 | G | <p>This 1336F PLUS Adjustable Frequency AC drive is a Special Rating unit with 30 (40) kilowatts(horsepower) and has a(n) IP 20 (NEMA 1) enclosure. This unit is in the English language.<br /> Mods: [HCS1 Programmer/Controller w/Analog Pot &amp; Upload/Download Capability] , [115V AC]</p> | 95.5908
57969 | 1336F-BX040-AA-EN-HCS2-L6 | G | This 1336F PLUS Adjustable Frequency AC drive is a Special Rating unit with 30 (40) kilowatts(horsepower) and has a(n) IP 20 (NEMA 1) enclosure. This unit is in the English language. </br>Mods: [Programmer/Controller w/Digital Pot & Upload/Download Capability] , [115V AC] | 98.9051
15304 | 1336F-BX040-AN-EN | G | This 1336F PLUS Adjustable Frequency AC drive is a Special Rating unit with 30 (40) kilowatts(horsepower) and has a(n) IP 00 (Open) enclosure. This unit is in the English language. | 100
58056 | 1336F-BX040-AN-EN4-HASP-L4 | G | This 1336F PLUS Adjustable Frequency AC drive is a Special Rating unit with 30 (40) kilowatts(horsepower) and has a(n) IP 00 (Open) enclosure. This unit is in the English language. |  | 2
57839 | 1336F-BX040-AN-EN-L6 | G | This 1336F PLUS Adjustable Frequency AC drive is a Special Rating unit with 30 (40) kilowatts(horsepower) and has a(n) IP 00 (Open) enclosure. This unit is in the English language. </br>Mods: [115V AC] | 95.098
57783 | 1336F-BX060-AA-EN | G | This 1336F PLUS Adjustable Frequency AC drive is a Special Rating unit with 45 (60) kilowatts(horsepower) and has a(n) IP 20 (NEMA 1) enclosure. This unit is in the English language. | 95.0276
15306 | 1336F-BX060-AA-EN-HCS2-L5 | G | This 1336F PLUS Adjustable Frequency AC drive is a Special Rating unit with 45 (60) kilowatts(horsepower) and has a(n) IP 20 (NEMA 1) enclosure. This unit is in the English language. </br>Mods: [Programmer/Controller w/Digital Pot & Upload/Download Capability] , [24V AC/DC] | 98.5455
57985 | 1336F-BX060-AA-EN-HCS2-L6 | G | This 1336F PLUS Adjustable Frequency AC drive is a Special Rating unit with 45 (60) kilowatts(horsepower) and has a(n) IP 20 (NEMA 1) enclosure. This unit is in the English language. </br>Mods: [Programmer/Controller w/Digital Pot & Upload/Download Capability] , [115V AC] | 97.4638
57773 | 1336F-BX060-AN-EN | G | This 1336F PLUS Adjustable Frequency AC drive is a Special Rating unit with 45 (60) kilowatts(horsepower) and has a(n) IP 00 (Open) enclosure. This unit is in the English language. | 100
57920 | 1336F-BX060-AN-EN-HAS2 | G | This 1336F PLUS Adjustable Frequency AC drive is a Special Rating unit with 45 (60) kilowatts(horsepower) and has a(n) IP 00 (Open) enclosure. This unit is in the English language. </br>Mods: [Programmer/Controller w/Digital Pot] | 97.2516
15307 | 1336F-BX060-AN-EN-L6 | G | This 1336F PLUS Adjustable Frequency AC drive is a Special Rating unit with 45 (60) kilowatts(horsepower) and has a(n) IP 00 (Open) enclosure. This unit is in the English language. </br>Mods: [115V AC] | 98.5149
57781 | 1336F-BX060-AX-EN | G | This 1336F PLUS Adjustable Frequency AC drive is a Special Rating unit with 45 (60) kilowatts(horsepower) and has a(n) IP 00 (Open) enclosure. This unit is in the English language. | 98.3333
15308 | 1336F-BX060-AX-EN-L6 | G | <p>This 1336F PLUS Adjustable Frequency AC drive is a Special Rating unit with 45 (60) kilowatts(horsepower) and has a(n) IP 00 (Open) enclosure. This unit is in the English language.<br /> Mods: [115V AC]</p> | 96.6019
15309 | 1336F-C025-AN-EN | G | This 1336F PLUS Adjustable Frequency AC drive is a 500-600V AC unit with 18.5 (25) kilowatts(horsepower) and has a(n) IP 00 (Open) enclosure. This unit is in the English language. | 97.7654
59513 | 1336F-C030-AA-EN | G | <p>This 1336F PLUS Adjustable Frequency AC drive is a 500-600V AC unit with 22 (30) kilowatts(horsepower) and has a(n) IP 20 (NEMA 1) enclosure. This unit is in the English language.</p> | 95.4667
59445 | 1336F-C030-AA-EN-HCS2-L6 | G | <p>This 1336F PLUS Adjustable Frequency AC drive is a 500-600V AC unit with 22 (30) kilowatts(horsepower) and has a(n) IP 20 (NEMA 1) enclosure. This unit is in the English language.<br /> Mods: [Programmer/Controller w/Digital Pot &amp; Upload/Download Capability] , [115V AC]</p> | 96.1268
15310 | 1336F-C030-AN-EN | G | This 1336F PLUS Adjustable Frequency AC drive is a 500-600V AC unit with 22 (30) kilowatts(horsepower) and has a(n) IP 00 (Open) enclosure. This unit is in the English language. | 97.191
59512 | 1336F-C040-AA-EN | G | <p>This 1336F PLUS Adjustable Frequency AC drive is a 500-600V AC unit with 30 (40) kilowatts(horsepower) and has a(n) IP 20 (NEMA 1) enclosure. This unit is in the English language.</p> | 98.3957
59505 | 1336F-C040-AN-EN | G | <p>This 1336F PLUS Adjustable Frequency AC drive is a 500-600V AC unit with 30 (40) kilowatts(horsepower) and has a(n) IP 00 (Open) enclosure. This unit is in the English language.</p> | 96.7742
59504 | 1336F-C060-AN-EN | G | <p>This 1336F PLUS Adjustable Frequency AC drive is a 500-600V AC unit with 45 (60) kilowatts(horsepower) and has a(n) IP 00 (Open) enclosure. This unit is in the English language.</p> | 98.3784
59503 | 1336F-C075-AN-EN | G | <p>This 1336F PLUS Adjustable Frequency AC drive is a 500-600V AC unit with 56 (75) kilowatts(horsepower) and has a(n) IP 00 (Open) enclosure. This unit is in the English language.</p> | 98.3784
59502 | 1336F-C100-AN-EN | G | <p>This 1336F PLUS Adjustable Frequency AC drive is a 500-600V AC unit with 75 (100) kilowatts(horsepower) and has a(n) IP 00 (Open) enclosure. This unit is in the English language.</p> | 98.6523
59510 | 1336F-C150-AA-EN | G | <p>This 1336F PLUS Adjustable Frequency AC drive is a 500-600V AC unit with 112 (150) kilowatts(horsepower) and has a(n) IP 20 (NEMA 1) enclosure. This unit is in the English language.</p> | 98.4043
15311 | 1336F-C150-AN-EN | G | This 1336F PLUS Adjustable Frequency AC drive is a 500-600V AC unit with 112 (150) kilowatts(horsepower) and has a(n) IP 00 (Open) enclosure. This unit is in the English language. | 98.3146
15312 | 1336F-C200-AN-EN | G | This 1336F PLUS Adjustable Frequency AC drive is a 500-600V AC unit with 149 (200) kilowatts(horsepower) and has a(n) IP 00 (Open) enclosure. This unit is in the English language. | 97.7654
57947 | 1336F-CNF10-AA-ENHCSP-L6 | G | <p>This 1336 PLUS II Adjustable Frequency AC drive is a 0.75 (1) kilowatts(horsepower) and has an NEMA 1 (IP20) enclosure. This unit is in the English/English language.</p> | 98.2759
15313 | 1336F-CWF10-AA-EN | G | This 1336F PLUS Adjustable Frequency AC drive is a 500-600V AC or 775V DC unit with 0.75 (1) kilowatts(horsepower) and has a(n) IP 20 (NEMA 1) enclosure. This unit is in the English language. | 98.6877
57967 | 1336F-CWF10-AA-EN-HASP-L4 | G | This 1336F PLUS Adjustable Frequency AC drive is a 500-600V AC or 775V DC unit with 0.75 (1) kilowatts(horsepower) and has a(n) IP 20 (NEMA 1) enclosure. This unit is in the English language. </br>Mods: [Programmer Only] , [TTL Contact] | 95
15314 | 1336F-CWF10-AA-EN-HCS2-L6 | G | This 1336F PLUS Adjustable Frequency AC drive is a 500-600V AC or 775V DC unit with 0.75 (1) kilowatts(horsepower) and has a(n) IP 20 (NEMA 1) enclosure. This unit is in the English language. </br>Mods: [Programmer/Controller w/Digital Pot & Upload/Download Capability] , [115V AC] | 99.115
15315 | 1336F-CWF10-AA-EN-HCS2-LA4-L6 | G | This 1336F PLUS Adjustable Frequency AC drive is a 500-600V AC or 775V DC unit with 0.75 (1) kilowatts(horsepower) and has a(n) IP 20 (NEMA 1) enclosure. This unit is in the English language. </br>Mods: [Programmer/Controller w/Digital Pot & Upload/Download Capability] , [One Isolated Configurable Input & Output] , [115V AC] | 96.3746
15316 | 1336F-CWF10-AN-EN | G | This 1336F PLUS Adjustable Frequency AC drive is a 500-600V AC or 775V DC unit with 0.75 (1) kilowatts(horsepower) and has a(n) IP 00 (Open) enclosure. This unit is in the English language. | 98.6737
15318 | 1336F-CWF150-AA-EN-HAS2-LA3-L6 | G | This 1336F PLUS Adjustable Frequency AC drive is a 500-600V AC or 775V DC unit with 11 (15) kilowatts(horsepower) and has a(n) IP 20 (NEMA 1) enclosure. This unit is in the English language. </br>Mods: [Programmer/Controller w/Digital Pot] , [Two Isolated Configurable Outputs] , [115V AC] | 95.2218
57828 | 1336F-CWF150-AN-EN | G | This 1336F PLUS Adjustable Frequency AC drive is a 500-600V AC or 775V DC unit with 11 (15) kilowatts(horsepower) and has a(n) IP 00 (Open) enclosure. This unit is in the English language. | 98.4043
15323 | 1336F-CWF200-AN-EN | G | This 1336F PLUS Adjustable Frequency AC drive is a 500-600V AC or 775V DC unit with 15 (20) kilowatts(horsepower) and has a(n) IP 00 (Open) enclosure. This unit is in the English language. | 99.4681
15324 | 1336F-CWF200-AN-EN-HAS2 | G | This 1336F PLUS Adjustable Frequency AC drive is a 500-600V AC or 775V DC unit with 15 (20) kilowatts(horsepower) and has a(n) IP 00 (Open) enclosure. This unit is in the English language. </br>Mods: [Programmer/Controller w/Digital Pot] | 95.8159
57782 | 1336F-CWF20-AA-EN | G | This 1336F PLUS Adjustable Frequency AC drive is a 500-600V AC or 775V DC unit with 1.5 (2) kilowatts(horsepower) and has a(n) IP 20 (NEMA 1) enclosure. This unit is in the English language. | 98.4211
57970 | 1336F-CWF20-AA-EN-HAS2-L5 | G | This 1336F PLUS Adjustable Frequency AC drive is a 500-600V AC or 775V DC unit with 1.5 (2) kilowatts(horsepower) and has a(n) IP 20 (NEMA 1) enclosure. This unit is in the English language. </br>Mods: [Programmer/Controller w/Digital Pot] , [24V AC/DC] | 95.534
15319 | 1336F-CWF20-AA-EN-L4 | G | This 1336F PLUS Adjustable Frequency AC drive is a 500-600V AC or 775V DC unit with 1.5 (2) kilowatts(horsepower) and has a(n) IP 20 (NEMA 1) enclosure. This unit is in the English language. </br>Mods: [TTL Contact] | 97.2222
15320 | 1336F-CWF20-AA-EN-L6 | G | This 1336F PLUS Adjustable Frequency AC drive is a 500-600V AC or 775V DC unit with 1.5 (2) kilowatts(horsepower) and has a(n) IP 20 (NEMA 1) enclosure. This unit is in the English language. </br>Mods: [115V AC] | 96.729
15321 | 1336F-CWF20-AN-EN | G | This 1336F PLUS Adjustable Frequency AC drive is a 500-600V AC or 775V DC unit with 1.5 (2) kilowatts(horsepower) and has a(n) IP 00 (Open) enclosure. This unit is in the English language. | 100
15322 | 1336F-CWF20-AN-EN-HASP-L4 | G | This 1336F PLUS Adjustable Frequency AC drive is a 500-600V AC or 775V DC unit with 1.5 (2) kilowatts(horsepower) and has a(n) IP 00 (Open) enclosure. This unit is in the English language. </br>Mods: [Programmer Only] , [TTL Contact] | 96.4059
57898 | 1336F-CWF20-AN-EN-HCS2 | G | This 1336F PLUS Adjustable Frequency AC drive is a 500-600V AC or 775V DC unit with 1.5 (2) kilowatts(horsepower) and has a(n) IP 00 (Open) enclosure. This unit is in the English language. </br>Mods: [Programmer/Controller w/Digital Pot & Upload/Download Capability] | 96.4618
57880 | 1336F-CWF20-AN-EN-MX3 | G | This 1336F PLUS Adjustable Frequency AC drive is a 500-600V AC or 775V DC unit with 1.5 (2) kilowatts(horsepower) and has a(n) IP 00 (Open) enclosure. This unit is in the English language. | 95.5145
57825 | 1336F-CWF30-AA-EN | G | This 1336F PLUS Adjustable Frequency AC drive is a 500-600V AC or 775V DC unit with 2.2 (3) kilowatts(horsepower) and has a(n) IP 20 (NEMA 1) enclosure. This unit is in the English language. | 95.5614
57904 | 1336F-CWF30-AA-EN-HAS2 | G | This 1336F PLUS Adjustable Frequency AC drive is a 500-600V AC or 775V DC unit with 2.2 (3) kilowatts(horsepower) and has a(n) IP 20 (NEMA 1) enclosure. This unit is in the English language. </br>Mods: [Programmer/Controller w/Digital Pot] | 96.25
15325 | 1336F-CWF30-AN-EN | G | <p>This 1336F PLUS Adjustable Frequency AC drive is a 500-600V AC or 775V DC unit with 2.2 (3) kilowatts(horsepower) and has a(n) IP 00 (Open) enclosure. This unit is in the English language.</p> | 96.3542
57776 | 1336F-CWF50-AA-EN | G | <p>This 1336F PLUS Adjustable Frequency AC drive is a 500-600V AC or 775V DC unit with 3.7 (5) kilowatts(horsepower) and has a(n) IP 20 (NEMA 1) enclosure. This unit is in the English language.</p> | 96.3918
57903 | 1336F-CWF50-AA-EN-HAS2 | G | This 1336F PLUS Adjustable Frequency AC drive is a 500-600V AC or 775V DC unit with 3.7 (5) kilowatts(horsepower) and has a(n) IP 20 (NEMA 1) enclosure. This unit is in the English language. </br>Mods: [Programmer/Controller w/Digital Pot] | 98.75
57956 | 1336F-CWF50-AA-EN-HCS2-L6 | G | This 1336F PLUS Adjustable Frequency AC drive is a 500-600V AC or 775V DC unit with 3.7 (5) kilowatts(horsepower) and has a(n) IP 20 (NEMA 1) enclosure. This unit is in the English language. </br>Mods: [Programmer/Controller w/Digital Pot & Upload/Download Capability] , [115V AC] | 97.3545
15326 | 1336F-CWF50-AN-EN | G | This 1336F PLUS Adjustable Frequency AC drive is a 500-600V AC or 775V DC unit with 3.7 (5) kilowatts(horsepower) and has a(n) IP 00 (Open) enclosure. This unit is in the English language. | 98.6737
15327 | 1336F-CWF75-AA-EN | G | This 1336F PLUS Adjustable Frequency AC drive is a 500-600V AC or 775V DC unit with 5.5 (7.5) kilowatts(horsepower) and has a(n) IP 20 (NEMA 1) enclosure. This unit is in the English language. | 98.4293
15328 | 1336F-CWF75-AN-EN | G | This 1336F PLUS Adjustable Frequency AC drive is a 500-600V AC or 775V DC unit with 5.5 (7.5) kilowatts(horsepower) and has a(n) IP 00 (Open) enclosure. This unit is in the English language. | 100
57879 | 1336F-CWF75-AN-EN-MX3 | G | This 1336F PLUS Adjustable Frequency AC drive is a 500-600V AC or 775V DC unit with 5.5 (7.5) kilowatts(horsepower) and has a(n) IP 00 (Open) enclosure. This unit is in the English language. | 98.4127
57836 | 1336F-CX300-AN-EN-L6 | G | This 1336F PLUS Adjustable Frequency AC drive is a 200-240V AC or 310V DC unit with 224 (300) kilowatts(horsepower) and has a(n) IP 00 (Open) enclosure. This unit is in the English language. </br>Mods: [115V AC] | 97.6303
58330 | 1336S-A007-AA-EN | G | <p>This 1336 PLUS Adjustable Frequency AC drive is a 200-240V AC unit with 5.5 (7.5) kilowatts(horsepower) and has a(n) IP 20 (NEMA 1) enclosure. This unit is in the English language.</p> | 100
58335 | 1336S-A007-AA-EN4 | G | <p>This 1336 PLUS Adjustable Frequency AC drive is a 200-240V AC unit with 5.5 (7.5) kilowatts(horsepower) and has a(n) IP 20 (NEMA 1) enclosure. This unit is in the English language.</p> | 100
58586 | 1336S-A007-AA-EN4-HA1 | G | <p>This 1336 PLUS Adjustable Frequency AC drive is a 200-240V AC unit with 5.5 (7.5) kilowatts(horsepower) and has a(n) IP 20 (NEMA 1) enclosure. This unit is in the English language.</p> | 100
13650 | 1336S-A007-AA-EN4-HA1-L6 | G | Allen-Bradley 1336 PLUS Drive with 200-240V AC voltage, 7.5 horsepower rating and IP20 (NEMA 1) enclosure
58521 | 1336S-A007-AA-EN4-L4 | G | <p>This 1336 PLUS Adjustable Frequency AC drive is a 200-240V AC unit with 5.5 (7.5) kilowatts(horsepower) and has a(n) IP 20 (NEMA 1) enclosure. This unit is in the English language.</p> | 100
58786 | 1336S-A007-AA-EN-HA1-L4E | G | <p>This 1336 PLUS Adjustable Frequency AC drive is a 200-240V AC unit with 5.5 (7.5) kilowatts(horsepower) and has a(n) IP 20 (NEMA 1) enclosure. This unit is in the English language.</p> | 98.4043
13651 | 1336S-A007-AN-EN | G | Allen-Bradley 1336 PLUS Drive with 200-240V AC voltage, 7.5 horsepower rating and IP00 (Open) enclosure
58343 | 1336S-A007-AN-EN4 | G | <p>This 1336 PLUS Adjustable Frequency AC drive is a 200-240V AC unit with 5.5 (7.5) kilowatts(horsepower) and has a(n) IP 00 (Open) enclosure. This unit is in the English language.</p> | 98.3871
13652 | 1336S-A007-AN-ES4 | G | Allen-Bradley 1336 PLUS Drive with 200-240V AC voltage, 7.5 horsepower rating and IP00 (Open) enclosure
58964 | 1336S-A010-AA-EN | G | <p>This 1336 PLUS Adjustable Frequency AC drive is a 200-240V AC unit with 7.5 (10) kilowatts(horsepower) and has a(n) IP 20 (NEMA 1) enclosure. This unit is in the English language.</p> | 98.3957
58785 | 1336S-A010-AA-EN4-HA1-L6 | G | <p>This 1336 PLUS Adjustable Frequency AC drive is a 200-240V AC unit with 7.5 (10) kilowatts(horsepower) and has a(n) IP 20 (NEMA 1) enclosure. This unit is in the English language.</p> | 100
58553 | 1336S-A010-AA-EN4-L6 | G | <p>This 1336 PLUS Adjustable Frequency AC drive is a 200-240V AC unit with 7.5 (10) kilowatts(horsepower) and has a(n) IP 20 (NEMA 1) enclosure. This unit is in the English language.</p> | 100
58516 | 1336S-A010-AA-EN5-L6 | G | <p>This 1336 PLUS Adjustable Frequency AC drive is a 200-240V AC unit with 7.5 (10) kilowatts(horsepower) and has a(n) IP 20 (NEMA 1) enclosure. This unit is in the English language.</p> | 100
58684 | 1336S-A010-AA-EN-HA1-L6 | G | <p>This 1336 PLUS Adjustable Frequency AC drive is a 200-240V AC unit with 7.5 (10) kilowatts(horsepower) and has a(n) IP 20 (NEMA 1) enclosure. This unit is in the English language.</p> | 100
58683 | 1336S-A010-AA-EN-HA2-L6 | G | <p>This 1336 PLUS Adjustable Frequency AC drive is a 200-240V AC unit with 7.5 (10) kilowatts(horsepower) and has a(n) IP 20 (NEMA 1) enclosure. This unit is in the English language.</p> | 100
58494 | 1336S-A010-AA-EN-L4 | G | <p>This 1336 PLUS Adjustable Frequency AC drive is a 200-240V AC unit with 7.5 (10) kilowatts(horsepower) and has a(n) IP 20 (NEMA 1) enclosure. This unit is in the English language.</p> | 100
13653 | 1336S-A010-AA-EN-L5 | G | Allen-Bradley 1336 PLUS Drive with 200-240V AC voltage, 10 horsepower rating and IP20 (NEMA 1) enclosure
58720 | 1336S-A010-AA-ES4-HA2-L6 | G | <p>This 1336 PLUS Adjustable Frequency AC drive is a 200-240V AC unit with 7.5 (10) kilowatts(horsepower) and has a(n) IP 20 (NEMA 1) enclosure. This unit is in the English language.</p> | 100
13654 | 1336S-A010-AN-EN | G | Allen-Bradley 1336 PLUS Drive with 200-240V AC voltage, 10 horsepower rating and IP00 (Open) enclosure
13655 | 1336S-A010-AN-EN4 | G | Allen-Bradley 1336 PLUS Drive with 200-240V AC voltage, 10 horsepower rating and IP00 (Open) enclosure
13656 | 1336S-A010-AN-EN4-GM1-HA2-L5 | G | Allen-Bradley 1336 PLUS Drive with 200-240V AC voltage, 10 horsepower rating and IP00 (Open) enclosure
58784 | 1336S-A010-AN-ES4-HA1-L4 | G | <p>This 1336 PLUS Adjustable Frequency AC drive is a 200-240V AC unit with 7.5 (10) kilowatts(horsepower) and has a(n) IP 00 (Open) enclosure. This unit is in the English language.</p> | 98.3784
13658 | 1336S-A020-AA-EN4-HA1-L6 | G | Allen-Bradley 1336 PLUS Drive with 200-240V AC voltage, 20 horsepower rating and IP20 (NEMA 1) enclosure
13657 | 1336S-A020-AA-EN-B | G | Allen-Bradley 1336 PLUS Drive with 200-240V AC voltage, 20 horsepower rating and IP20 (NEMA 1) enclosure
13659 | 1336S-A020-AN-EN | G | Allen-Bradley 1336 PLUS Drive with 200-240V AC voltage, 20 horsepower rating and IP00 (Open) enclosure
13660 | 1336S-A025-AE-FR4 | G | Allen-Bradley 1336 PLUS Drive with 200-240V AC voltage, 25 horsepower rating and IP20 (NEMA 1)/EMC enclosure
58319 | 1336S-A030-AA-EN | G | <p>This 1336 PLUS Adjustable Frequency AC drive is a 200-240V AC unit with 22 (30) kilowatts(horsepower) and has a(n) IP 20 (NEMA 1) enclosure. This unit is in the English language.</p> | 100
58358 | 1336S-A030-AA-EN4 | G | <p>This 1336 PLUS Adjustable Frequency AC drive is a 200-240V AC unit with 22 (30) kilowatts(horsepower) and has a(n) IP 20 (NEMA 1) enclosure. This unit is in the English language.</p> | 98.3871
58783 | 1336S-AQF05-AE-EN-HA2-L6 | G | <p>This 1336 PLUS Adjustable Frequency AC drive is a 200-240V AC or 310V DC unit with 0.37 (0.5) kilowatts(horsepower) and has a(n) IP 20 (NEMA 1)/EMC enclosure. This unit is in the English language.</p> | 98.5222
13661 | 1336S-AQF10-AA-EN-HA2-L65 | G | Allen-Bradley 1336 PLUS Drive with 200-240V AC or 310V DC voltage, 1 horsepower rating and IP20 (NEMA 1) enclosure
58988 | 1336S-AQF10-AA-EN-HA2-L6E | G | <p>This 1336 PLUS Adjustable Frequency AC drive is a 200-240V AC or 310V DC unit with 0.75 (1) kilowatts(horsepower) and has a(n) IP 20 (NEMA 1) enclosure. This unit is in the English language.</p> | 98.7342
58718 | 1336S-AQF10-AA-EN-HAB-L6 | G | <p>This 1336 PLUS Adjustable Frequency AC drive is a 200-240V AC or 310V DC unit with 0.75 (1) kilowatts(horsepower) and has a(n) IP 20 (NEMA 1) enclosure. This unit is in the English language.</p> | 100
13662 | 1336S-AQF10-AA-EN-HCS2-L6E | G | Allen-Bradley 1336 PLUS Drive with 200-240V AC or 310V DC voltage, 1 horsepower rating and IP20 (NEMA 1) enclosure
58892 | 1336S-AQF10-AA-ES4-HA2-L4E | G | <p>This 1336 PLUS Adjustable Frequency AC drive is a 200-240V AC or 310V DC unit with 0.75 (1) kilowatts(horsepower) and has a(n) IP 20 (NEMA 1) enclosure. This unit is in the English language.</p> | 100
58580 | 1336S-AQF10-AA-FR4-L6 | G | <p>This 1336 PLUS Adjustable Frequency AC drive is a 200-240V AC or 310V DC unit with 0.75 (1) kilowatts(horsepower) and has a(n) IP 20 (NEMA 1) enclosure. This unit is in the English language.</p> | 100
58879 | 1336S-AQF10-AE-EN3-HA2-L5 | G | <p>This 1336 PLUS Adjustable Frequency AC drive is a 200-240V AC or 310V DC unit with 0.75 (1) kilowatts(horsepower) and has a(n) IP 20 (NEMA 1)/EMC enclosure. This unit is in the English language.</p> | 99
58878 | 1336S-AQF10-AN-EN-HA1-L6 | G | <p>This 1336 PLUS Adjustable Frequency AC drive is a 200-240V AC or 310V DC unit with 0.75 (1) kilowatts(horsepower) and has a(n) IP 00 (Open) enclosure. This unit is in the English language.</p> | 96.9543
58496 | 1336S-AQF20-AA-EN3 | G | <p>This 1336 PLUS Adjustable Frequency AC drive is a 200-240V AC or 310V DC unit with 1.5 (2) kilowatts(horsepower) and has a(n) IP 20 (NEMA 1) enclosure. This unit is in the English language.</p> | 100
59002 | 1336S-AQF20-AA-EN30 | G | <p>This 1336 PLUS Adjustable Frequency AC drive is a 200-240V AC or 310V DC unit with 1.5 (2) kilowatts(horsepower) and has a(n) IP 20 (NEMA 1) enclosure. This unit is in the English language.</p> | 95.2141
58990 | 1336S-AQF20-AA-EN5-HA2-L6 | G | <p>This 1336 PLUS Adjustable Frequency AC drive is a 200-240V AC or 310V DC unit with 1.5 (2) kilowatts(horsepower) and has a(n) IP 20 (NEMA 1) enclosure. This unit is in the English language.</p> | 100
58782 | 1336S-AQF20-AA-EN-HA1-L6 | G | <p>This 1336 PLUS Adjustable Frequency AC drive is a 200-240V AC or 310V DC unit with 1.5 (2) kilowatts(horsepower) and has a(n) IP 20 (NEMA 1) enclosure. This unit is in the English language.</p> | 100
58474 | 1336S-AQF20-AN-EN4 | G | <p>This 1336 PLUS Adjustable Frequency AC drive is a 200-240V AC or 310V DC unit with 1.5 (2) kilowatts(horsepower) and has a(n) IP 00 (Open) enclosure. This unit is in the English language.</p> | 100
58628 | 1336S-AQF20-AN-EN4-HA2 | G | <p>This 1336 PLUS Adjustable Frequency AC drive is a 200-240V AC or 310V DC unit with 1.5 (2) kilowatts(horsepower) and has a(n) IP 00 (Open) enclosure. This unit is in the English language.</p> | 98.7212
58505 | 1336S-AQF30-AA-EN | G | <p>This 1336 PLUS Adjustable Frequency AC drive is a 200-240V AC or 310V DC unit with 2.2 (3) kilowatts(horsepower) and has a(n) IP 20 (NEMA 1) enclosure. This unit is in the English language.</p> | 100
13663 | 1336S-AQF30-AA-EN3-L4E | G | Allen-Bradley 1336 PLUS Drive with 200-240V AC or 310V DC voltage, 3 horsepower rating and IP20 (NEMA 1) enclosure
13664 | 1336S-AQF30-AA-EN4 | G | Allen-Bradley 1336 PLUS Drive with 200-240V AC or 310V DC voltage, 3 horsepower rating and IP20 (NEMA 1) enclosure
58808 | 1336S-AQF30-AA-EN4-AA1-L4 | G | <p>This 1336 PLUS Adjustable Frequency AC drive is a 200-240V AC or 310V DC unit with 2.2 (3) kilowatts(horsepower) and has a(n) IP 20 (NEMA 1) enclosure. This unit is in the English language.</p> | 98.4772
58797 | 1336S-AQF30-AA-EN-HA2-L6E | G | <p>This 1336 PLUS Adjustable Frequency AC drive is a 200-240V AC or 310V DC unit with 2.2 (3) kilowatts(horsepower) and has a(n) IP 20 (NEMA 1) enclosure. This unit is in the English language.</p> | 100
58781 | 1336S-AQF30-AA-EN-HAB-L6 | G | <p>This 1336 PLUS Adjustable Frequency AC drive is a 200-240V AC or 310V DC unit with 2.2 (3) kilowatts(horsepower) and has a(n) IP 20 (NEMA 1) enclosure. This unit is in the English language.</p> | 100
58810 | 1336S-AQF30-AN-EN4-HA1-L4 | G | <p>This 1336 PLUS Adjustable Frequency AC drive is a 200-240V AC or 310V DC unit with 2.2 (3) kilowatts(horsepower) and has a(n) IP 00 (Open) enclosure. This unit is in the English language.</p> | 98.4615
13665 | 1336S-AQF50-AA-EN | G | Allen-Bradley 1336 PLUS Drive with 200-240V AC or 310V DC voltage, 5 horsepower rating and IP20 (NEMA 1) enclosure
58473 | 1336S-AQF50-AA-EN4 | G | <p>This 1336 PLUS Adjustable Frequency AC drive is a 200-240V AC or 310V DC unit with 3.7 (5) kilowatts(horsepower) and has a(n) IP 20 (NEMA 1) enclosure. This unit is in the English language.</p> | 100
13667 | 1336S-AQF50-AA-EN4-HA2 | G | Allen-Bradley 1336 PLUS Drive with 200-240V AC or 310V DC voltage, 5 horsepower rating and IP20 (NEMA 1) enclosure
13668 | 1336S-AQF50-AA-EN4-HA2-L4E | G | Allen-Bradley 1336 PLUS Drive with 200-240V AC or 310V DC voltage, 5 horsepower rating and IP20 (NEMA 1) enclosure
58615 | 1336S-AQF50-AA-EN4-L6 | G | <p>This 1336 PLUS Adjustable Frequency AC drive is a 200-240V AC or 310V DC unit with 3.7 (5) kilowatts(horsepower) and has a(n) IP 20 (NEMA 1) enclosure. This unit is in the English language.</p> | 100
58702 | 1336S-AQF50-AA-EN-HA1-L4 | G | <p>This 1336 PLUS Adjustable Frequency AC drive is a 200-240V AC or 310V DC unit with 3.7 (5) kilowatts(horsepower) and has a(n) IP 20 (NEMA 1) enclosure. This unit is in the English language.</p> | 100
58717 | 1336S-AQF50-AA-EN-HAP-L4 | G | <p>This 1336 PLUS Adjustable Frequency AC drive is a 200-240V AC or 310V DC unit with 3.7 (5) kilowatts(horsepower) and has a(n) IP 20 (NEMA 1) enclosure. This unit is in the English language.</p> | 100
58831 | 1336S-AQF50-AA-EN-HAS2-L4 | G | <p>This 1336 PLUS Adjustable Frequency AC drive is a 200-240V AC or 310V DC unit with 3.7 (5) kilowatts(horsepower) and has a(n) IP 20 (NEMA 1) enclosure. This unit is in the English language.</p> | 98.7342
13666 | 1336S-AQF50-AA-EN-L5 | G | Allen-Bradley 1336 PLUS Drive with 200-240V AC or 310V DC voltage, 5 horsepower rating and IP20 (NEMA 1) enclosure
58472 | 1336S-AQF50-AE-DE4 | G | <p>This 1336 PLUS Adjustable Frequency AC drive is a 200-240V AC or 310V DC unit with 3.7 (5) kilowatts(horsepower) and has a(n) IP 20 (NEMA 1)/EMC enclosure. This unit is in the English language.</p> | 98.995
58444 | 1336S-AQF50-AE-FR4 | G | <p>This 1336 PLUS Adjustable Frequency AC drive is a 200-240V AC or 310V DC unit with 3.7 (5) kilowatts(horsepower) and has a(n) IP 20 (NEMA 1)/EMC enclosure. This unit is in the English language.</p> | 100
58410 | 1336S-AQF50-AN-EN | G | <p>This 1336 PLUS Adjustable Frequency AC drive is a 200-240V AC or 310V DC unit with 3.7 (5) kilowatts(horsepower) and has a(n) IP 00 (Open) enclosure. This unit is in the English language.</p> | 100
58504 | 1336S-AQF50-AN-EN3 | G | <p>This 1336 PLUS Adjustable Frequency AC drive is a 200-240V AC or 310V DC unit with 3.7 (5) kilowatts(horsepower) and has a(n) IP 00 (Open) enclosure. This unit is in the English language.</p> | 100
58877 | 1336S-AQF50-AN-EN4-HAP-L4 | G | <p>This 1336 PLUS Adjustable Frequency AC drive is a 200-240V AC or 310V DC unit with 3.7 (5) kilowatts(horsepower) and has a(n) IP 00 (Open) enclosure. This unit is in the English language.</p> | 98.7212
58614 | 1336S-AQF50-AN-EN4-L6 | G | <p>This 1336 PLUS Adjustable Frequency AC drive is a 200-240V AC or 310V DC unit with 3.7 (5) kilowatts(horsepower) and has a(n) IP 00 (Open) enclosure. This unit is in the English language.</p> | 100
58471 | 1336S-AQF50-AN-EN5 | G | <p>This 1336 PLUS Adjustable Frequency AC drive is a 200-240V AC or 310V DC unit with 3.7 (5) kilowatts(horsepower) and has a(n) IP 00 (Open) enclosure. This unit is in the English language.</p> | 100
58446 | 1336S-AQF50-AN-FR4 | G | <p>This 1336 PLUS Adjustable Frequency AC drive is a 200-240V AC or 310V DC unit with 3.7 (5) kilowatts(horsepower) and has a(n) IP 00 (Open) enclosure. This unit is in the English language.</p> | 100
58418 | 1336S-B007-AA-DE4 | G | <p>This 1336 PLUS Adjustable Frequency AC drive is a 380-480V AC unit with 5.5 (7.5) kilowatts(horsepower) and has a(n) IP 20 (NEMA 1) enclosure. This unit is in the English language.</p> | 100
58690 | 1336S-B007-AA-DE4-HA1-L5 | G | <p>This 1336 PLUS Adjustable Frequency AC drive is a 380-480V AC unit with 5.5 (7.5) kilowatts(horsepower) and has a(n) IP 20 (NEMA 1) enclosure. This unit is in the English language.</p> | 100
13669 | 1336S-B007-AA-EN | G | Allen-Bradley 1336 PLUS Drive with 380-480V AC voltage, 7.5 horsepower rating and IP20 (NEMA 1) enclosure
58409 | 1336S-B007-AA-EN3 | G | <p>This 1336 PLUS Adjustable Frequency AC drive is a 380-480V AC unit with 5.5 (7.5) kilowatts(horsepower) and has a(n) IP 20 (NEMA 1) enclosure. This unit is in the English language.</p> | 100
58408 | 1336S-B007-AA-EN4 | G | <p>This 1336 PLUS Adjustable Frequency AC drive is a 380-480V AC unit with 5.5 (7.5) kilowatts(horsepower) and has a(n) IP 20 (NEMA 1) enclosure. This unit is in the English language.</p> | 100
58997 | 1336S-B007-AA-EN4-GM1-HA1-L6 | G | <p>This 1336 PLUS Adjustable Frequency AC drive is a 380-480V AC unit with 5.5 (7.5) kilowatts(horsepower) and has a(n) IP 20 (NEMA 1) enclosure. This unit is in the English language.</p> | 97.861
58830 | 1336S-B007-AA-EN4-GM1-HA2 | G | <p>This 1336 PLUS Adjustable Frequency AC drive is a 380-480V AC unit with 5.5 (7.5) kilowatts(horsepower) and has a(n) IP 20 (NEMA 1) enclosure. This unit is in the English language.</p> | 100
13672 | 1336S-B007-AA-EN4-GM1-HA2-L6 | G | Allen-Bradley 1336 PLUS Drive with 380-480V AC voltage, 7.5 horsepower rating and IP20 (NEMA 1) enclosure
58940 | 1336S-B007-AA-EN4-GM1-HA2-L6E | G | <p>This 1336 PLUS Adjustable Frequency AC drive is a 380-480V AC unit with 5.5 (7.5) kilowatts(horsepower) and has a(n) IP 20 (NEMA 1) enclosure. This unit is in the English language.</p> | 100
58934 | 1336S-B007-AA-EN4-GM1-HAP-L6 | G | <p>This 1336 PLUS Adjustable Frequency AC drive is a 380-480V AC unit with 5.5 (7.5) kilowatts(horsepower) and has a(n) IP 20 (NEMA 1) enclosure. This unit is in the English language.</p> | 100
13673 | 1336S-B007-AA-EN4-GM5-HA1-L5 | G | Allen-Bradley 1336 PLUS Drive with 380-480V AC voltage, 7.5 horsepower rating and IP20 (NEMA 1) enclosure
58694 | 1336S-B007-AA-EN4-HA2-L6 | G | <p>This 1336 PLUS Adjustable Frequency AC drive is a 380-480V AC unit with 5.5 (7.5) kilowatts(horsepower) and has a(n) IP 20 (NEMA 1) enclosure. This unit is in the English language.</p> | 100
58733 | 1336S-B007-AA-EN4-HAP-L6 | G | <p>This 1336 PLUS Adjustable Frequency AC drive is a 380-480V AC unit with 5.5 (7.5) kilowatts(horsepower) and has a(n) IP 20 (NEMA 1) enclosure. This unit is in the English language.</p> | 100
58509 | 1336S-B007-AA-EN4-L6 | G | <p>This 1336 PLUS Adjustable Frequency AC drive is a 380-480V AC unit with 5.5 (7.5) kilowatts(horsepower) and has a(n) IP 20 (NEMA 1) enclosure. This unit is in the English language.</p> | 100
58407 | 1336S-B007-AA-EN5 | G | <p>This 1336 PLUS Adjustable Frequency AC drive is a 380-480V AC unit with 5.5 (7.5) kilowatts(horsepower) and has a(n) IP 20 (NEMA 1) enclosure. This unit is in the English language.</p> | 100
58691 | 1336S-B007-AA-EN5-GM2-L6 | G | <p>This 1336 PLUS Adjustable Frequency AC drive is a 380-480V AC unit with 5.5 (7.5) kilowatts(horsepower) and has a(n) IP 20 (NEMA 1) enclosure. This unit is in the English language.</p> | 100
58579 | 1336S-B007-AA-EN5-HA1 | G | <p>This 1336 PLUS Adjustable Frequency AC drive is a 380-480V AC unit with 5.5 (7.5) kilowatts(horsepower) and has a(n) IP 20 (NEMA 1) enclosure. This unit is in the English language.</p> | 100
58904 | 1336S-B007-AA-EN-GM1-HA2-L6 | G | <p>This 1336 PLUS Adjustable Frequency AC drive is a 380-480V AC unit with 5.5 (7.5) kilowatts(horsepower) and has a(n) IP 20 (NEMA 1) enclosure. This unit is in the English language.</p> | 100
58703 | 1336S-B007-AA-EN-GM1-L6E | G | <p>This 1336 PLUS Adjustable Frequency AC drive is a 380-480V AC unit with 5.5 (7.5) kilowatts(horsepower) and has a(n) IP 20 (NEMA 1) enclosure. This unit is in the English language.</p> | 100
13670 | 1336S-B007-AA-EN-HA1-L6E | G | Allen-Bradley 1336 PLUS Drive with 380-480V AC voltage, 7.5 horsepower rating and IP20 (NEMA 1) enclosure
13671 | 1336S-B007-AA-EN-HA2-L6 | G | Allen-Bradley 1336 PLUS Drive with 380-480V AC voltage, 7.5 horsepower rating and IP20 (NEMA 1) enclosure
58686 | 1336S-B007-AA-EN-HAP-L5 | G | <p>This 1336 PLUS Adjustable Frequency AC drive is a 380-480V AC unit with 5.5 (7.5) kilowatts(horsepower) and has a(n) IP 20 (NEMA 1) enclosure. This unit is in the English language.</p> | 100
58503 | 1336S-B007-AA-EN-L5 | G | <p>This 1336 PLUS Adjustable Frequency AC drive is a 380-480V AC unit with 5.5 (7.5) kilowatts(horsepower) and has a(n) IP 20 (NEMA 1) enclosure. This unit is in the English language.</p> | 100
58482 | 1336S-B007-AA-EN-L6 | G | <p>This 1336 PLUS Adjustable Frequency AC drive is a 380-480V AC unit with 5.5 (7.5) kilowatts(horsepower) and has a(n) IP 20 (NEMA 1) enclosure. This unit is in the English language.</p> | 100
58963 | 1336S-B007-AE-EN | G | <p>This 1336 PLUS Adjustable Frequency AC drive is a 380-480V AC unit with 5.5 (7.5) kilowatts(horsepower) and has a(n) IP 20 (NEMA 1)/EMC enclosure. This unit is in the English language.</p> | 98.9474
13674 | 1336S-B007-AJ-EN-L6E-GM1-HJ2 | G | Allen-Bradley 1336 PLUS Drive with 380-480V AC voltage, 7.5 horsepower rating and IP54 (NEMA 12) enclosure
58406 | 1336S-B007-AN-DE4 | G | <p>This 1336 PLUS Adjustable Frequency AC drive is a 380-480V AC unit with 5.5 (7.5) kilowatts(horsepower) and has a(n) IP 00 (Open) enclosure. This unit is in the English language.</p> | 100
13675 | 1336S-B007-AN-EN | G | Allen-Bradley 1336 PLUS Drive with 380-480V AC voltage, 7.5 horsepower rating and IP00 (Open) enclosure
58411 | 1336S-B007-AN-EN3 | G | <p>This 1336 PLUS Adjustable Frequency AC drive is a 380-480V AC unit with 5.5 (7.5) kilowatts(horsepower) and has a(n) IP 00 (Open) enclosure. This unit is in the English language.</p> | 100
58777 | 1336S-B007-AN-EN3-GM1-L6 | G | <p>This 1336 PLUS Adjustable Frequency AC drive is a 380-480V AC unit with 5.5 (7.5) kilowatts(horsepower) and has a(n) IP 00 (Open) enclosure. This unit is in the English language.</p> | 100
58876 | 1336S-B007-AN-EN3-HA1-L6E | G | <p>This 1336 PLUS Adjustable Frequency AC drive is a 380-480V AC unit with 5.5 (7.5) kilowatts(horsepower) and has a(n) IP 00 (Open) enclosure. This unit is in the English language.</p> | 100
13677 | 1336S-B007-AN-EN4 | G | Allen-Bradley 1336 PLUS Drive with 380-480V AC voltage, 7.5 horsepower rating and IP00 (Open) enclosure
58932 | 1336S-B007-AN-EN4-GM1-HA2-L4 | G | <p>This 1336 PLUS Adjustable Frequency AC drive is a 380-480V AC unit with 5.5 (7.5) kilowatts(horsepower) and has a(n) IP 00 (Open) enclosure. This unit is in the English language.</p> | 100
58923 | 1336S-B007-AN-EN4-GM1-HA2-L6 | G | <p>This 1336 PLUS Adjustable Frequency AC drive is a 380-480V AC unit with 5.5 (7.5) kilowatts(horsepower) and has a(n) IP 00 (Open) enclosure. This unit is in the English language.</p> | 100
58722 | 1336S-B007-AN-EN4-HA2-L6 | G | <p>This 1336 PLUS Adjustable Frequency AC drive is a 380-480V AC unit with 5.5 (7.5) kilowatts(horsepower) and has a(n) IP 00 (Open) enclosure. This unit is in the English language.</p> | 100
58875 | 1336S-B007-AN-EN4-HA2-L6E | G | <p>This 1336 PLUS Adjustable Frequency AC drive is a 380-480V AC unit with 5.5 (7.5) kilowatts(horsepower) and has a(n) IP 00 (Open) enclosure. This unit is in the English language.</p> | 100
58552 | 1336S-B007-AN-EN4-L4 | G | <p>This 1336 PLUS Adjustable Frequency AC drive is a 380-480V AC unit with 5.5 (7.5) kilowatts(horsepower) and has a(n) IP 00 (Open) enclosure. This unit is in the English language.</p> | 100
58523 | 1336S-B007-AN-EN4-L6 | G | <p>This 1336 PLUS Adjustable Frequency AC drive is a 380-480V AC unit with 5.5 (7.5) kilowatts(horsepower) and has a(n) IP 00 (Open) enclosure. This unit is in the English language.</p> | 100
58357 | 1336S-B007-AN-EN5 | G | <p>This 1336 PLUS Adjustable Frequency AC drive is a 380-480V AC unit with 5.5 (7.5) kilowatts(horsepower) and has a(n) IP 00 (Open) enclosure. This unit is in the English language.</p> | 100
13676 | 1336S-B007-AN-EN-GM1 | G | Allen-Bradley 1336 PLUS Drive with 380-480V AC voltage, 7.5 horsepower rating and IP00 (Open) enclosure
58780 | 1336S-B007-AN-EN-GM1-HA1 | G | <p>This 1336 PLUS Adjustable Frequency AC drive is a 380-480V AC unit with 5.5 (7.5) kilowatts(horsepower) and has a(n) IP 00 (Open) enclosure. This unit is in the English language.</p> | 100
58933 | 1336S-B007-AN-EN-GM1-HA2-L5E | G | <p>This 1336 PLUS Adjustable Frequency AC drive is a 380-480V AC unit with 5.5 (7.5) kilowatts(horsepower) and has a(n) IP 00 (Open) enclosure. This unit is in the English language.</p> | 100
58913 | 1336S-B007-AN-EN-GM1-HA2-L6 | G | <p>This 1336 PLUS Adjustable Frequency AC drive is a 380-480V AC unit with 5.5 (7.5) kilowatts(horsepower) and has a(n) IP 00 (Open) enclosure. This unit is in the English language.</p> | 100
58682 | 1336S-B007-AN-EN-GM1-L6 | G | <p>This 1336 PLUS Adjustable Frequency AC drive is a 380-480V AC unit with 5.5 (7.5) kilowatts(horsepower) and has a(n) IP 00 (Open) enclosure. This unit is in the English language.</p> | 100
58779 | 1336S-B007-AN-EN-HA1-L6E | G | <p>This 1336 PLUS Adjustable Frequency AC drive is a 380-480V AC unit with 5.5 (7.5) kilowatts(horsepower) and has a(n) IP 00 (Open) enclosure. This unit is in the English language.</p> | 100
58778 | 1336S-B007-AN-EN-HA2-L6E | G | <p>This 1336 PLUS Adjustable Frequency AC drive is a 380-480V AC unit with 5.5 (7.5) kilowatts(horsepower) and has a(n) IP 00 (Open) enclosure. This unit is in the English language.</p> | 100
58972 | 1336S-B007-AN-EN-L4 | G | <p>This 1336 PLUS Adjustable Frequency AC drive is a 380-480V AC unit with 5.5 (7.5) kilowatts(horsepower) and has a(n) IP 00 (Open) enclosure. This unit is in the English language.</p> | 98.3871
58506 | 1336S-B007-AN-EN-L6 | G | <p>This 1336 PLUS Adjustable Frequency AC drive is a 380-480V AC unit with 5.5 (7.5) kilowatts(horsepower) and has a(n) IP 00 (Open) enclosure. This unit is in the English language.</p> | 100
58307 | 1336S-B007-AN-ES | G | <p>This 1336 PLUS Adjustable Frequency AC drive is a 380-480V AC unit with 5.5 (7.5) kilowatts(horsepower) and has a(n) IP 00 (Open) enclosure. This unit is in the Spanish language.</p> | 98.3871
58311 | 1336S-B007-AN-FR | G | <p>This 1336 PLUS Adjustable Frequency AC drive is a 380-480V AC unit with 5.5 (7.5) kilowatts(horsepower) and has a(n) IP 00 (Open) enclosure. This unit is in the French language.</p> | 100
58405 | 1336S-B007-AN-FR4 | G | <p>This 1336 PLUS Adjustable Frequency AC drive is a 380-480V AC unit with 5.5 (7.5) kilowatts(horsepower) and has a(n) IP 00 (Open) enclosure. This unit is in the English language.</p> | 100
58969 | 1336S-B007-AN-FR5 | G | <p>This 1336 PLUS Adjustable Frequency AC drive is a 380-480V AC unit with 5.5 (7.5) kilowatts(horsepower) and has a(n) IP 00 (Open) enclosure. This unit is in the French language.</p> | 97.5741
13678 | 1336S-B007-AX-EN-GM1-L4 | G | Allen-Bradley 1336 PLUS Drive with 380-480V AC voltage and 7.5 horsepower rating
13679 | 1336S-B010-AA-EN | G | Allen-Bradley 1336 PLUS Drive with 380-480V AC voltage, 10 horsepower rating and IP20 (NEMA 1) enclosure
58342 | 1336S-B010-AA-EN3 | G | <p>This 1336 PLUS Adjustable Frequency AC drive is a 380-480V AC unit with 7.5 (10) kilowatts(horsepower) and has a(n) IP 20 (NEMA 1) enclosure. This unit is in the English language.</p> | 100
58613 | 1336S-B010-AA-EN3-HA1 | G | <p>This 1336 PLUS Adjustable Frequency AC drive is a 380-480V AC unit with 7.5 (10) kilowatts(horsepower) and has a(n) IP 20 (NEMA 1) enclosure. This unit is in the English language.</p> | 100
58975 | 1336S-B010-AA-EN3-L6 | G | <p>This 1336 PLUS Adjustable Frequency AC drive is a 380-480V AC unit with 7.5 (10) kilowatts(horsepower) and has a(n) IP 20 (NEMA 1) enclosure. This unit is in the English language.</p> | 99.4652
58341 | 1336S-B010-AA-EN4 | G | <p>This 1336 PLUS Adjustable Frequency AC drive is a 380-480V AC unit with 7.5 (10) kilowatts(horsepower) and has a(n) IP 20 (NEMA 1) enclosure. This unit is in the English language.</p> | 100
58920 | 1336S-B010-AA-EN4-GM1-HA1-L6 | G | <p>This 1336 PLUS Adjustable Frequency AC drive is a 380-480V AC unit with 7.5 (10) kilowatts(horsepower) and has a(n) IP 20 (NEMA 1) enclosure. This unit is in the English language.</p> | 100
58812 | 1336S-B010-AA-EN4-GM1-HA2 | G | <p>This 1336 PLUS Adjustable Frequency AC drive is a 380-480V AC unit with 7.5 (10) kilowatts(horsepower) and has a(n) IP 20 (NEMA 1) enclosure. This unit is in the English language.</p> | 100
13684 | 1336S-B010-AA-EN4-GM1-HAB | G | Allen-Bradley 1336 PLUS Drive with 380-480V AC voltage, 10 horsepower rating and IP20 (NEMA 1) enclosure
58829 | 1336S-B010-AA-EN4-GM5-HA2 | G | <p>This 1336 PLUS Adjustable Frequency AC drive is a 380-480V AC unit with 7.5 (10) kilowatts(horsepower) and has a(n) IP 20 (NEMA 1) enclosure. This unit is in the English language.</p> | 100
13685 | 1336S-B010-AA-EN4-GMS-HA2-L5 | G | Allen-Bradley 1336 PLUS Drive with 380-480V AC voltage, 10 horsepower rating and IP20 (NEMA 1) enclosure
58793 | 1336S-B010-AA-EN4-HA1-L6 | G | <p>This 1336 PLUS Adjustable Frequency AC drive is a 380-480V AC unit with 7.5 (10) kilowatts(horsepower) and has a(n) IP 20 (NEMA 1) enclosure. This unit is in the English language.</p> | 100
13686 | 1336S-B010-AA-EN4-HA2 | G | Allen-Bradley 1336 PLUS Drive with 380-480V AC voltage, 10 horsepower rating and IP20 (NEMA 1) enclosure
58776 | 1336S-B010-AA-EN4-HA2-L4 | G | <p>This 1336 PLUS Adjustable Frequency AC drive is a 380-480V AC unit with 7.5 (10) kilowatts(horsepower) and has a(n) IP 20 (NEMA 1) enclosure. This unit is in the English language.</p> | 100
58725 | 1336S-B010-AA-EN4-HA2-L5 | G | <p>This 1336 PLUS Adjustable Frequency AC drive is a 380-480V AC unit with 7.5 (10) kilowatts(horsepower) and has a(n) IP 20 (NEMA 1) enclosure. This unit is in the English language.</p> | 100
58716 | 1336S-B010-AA-EN4-HA2-L6 | G | <p>This 1336 PLUS Adjustable Frequency AC drive is a 380-480V AC unit with 7.5 (10) kilowatts(horsepower) and has a(n) IP 20 (NEMA 1) enclosure. This unit is in the English language.</p> | 100
58731 | 1336S-B010-AA-EN4-HAP-L6 | G | <p>This 1336 PLUS Adjustable Frequency AC drive is a 380-480V AC unit with 7.5 (10) kilowatts(horsepower) and has a(n) IP 20 (NEMA 1) enclosure. This unit is in the English language.</p> | 100
58557 | 1336S-B010-AA-EN4-L4 | G | <p>This 1336 PLUS Adjustable Frequency AC drive is a 380-480V AC unit with 7.5 (10) kilowatts(horsepower) and has a(n) IP 20 (NEMA 1) enclosure. This unit is in the English language.</p> | 100
13687 | 1336S-B010-AA-EN4-L6 | G | Allen-Bradley 1336 PLUS Drive with 380-480V AC voltage, 10 horsepower rating and IP20 (NEMA 1) enclosure
58404 | 1336S-B010-AA-EN5 | G | <p>This 1336 PLUS Adjustable Frequency AC drive is a 380-480V AC unit with 7.5 (10) kilowatts(horsepower) and has a(n) IP 20 (NEMA 1) enclosure. This unit is in the English language.</p> | 100
58560 | 1336S-B010-AA-EN5-GM | G | <p>This 1336 PLUS Adjustable Frequency AC drive is a 380-480V AC unit with 7.5 (10) kilowatts(horsepower) and has a(n) IP 20 (NEMA 1) enclosure. This unit is in the English language.</p> | 100
13688 | 1336S-B010-AA-EN5-HA1 | G | Allen-Bradley 1336 PLUS Drive with 380-480V AC voltage, 10 horsepower rating and IP20 (NEMA 1) enclosure
58715 | 1336S-B010-AA-EN5-HA1-L6 | G | <p>This 1336 PLUS Adjustable Frequency AC drive is a 380-480V AC unit with 7.5 (10) kilowatts(horsepower) and has a(n) IP 20 (NEMA 1) enclosure. This unit is in the English language.</p> | 100
58775 | 1336S-B010-AA-EN5-HA2-L6 | G | <p>This 1336 PLUS Adjustable Frequency AC drive is a 380-480V AC unit with 7.5 (10) kilowatts(horsepower) and has a(n) IP 20 (NEMA 1) enclosure. This unit is in the English language.</p> | 100
58550 | 1336S-B010-AA-EN5-L4 | G | <p>This 1336 PLUS Adjustable Frequency AC drive is a 380-480V AC unit with 7.5 (10) kilowatts(horsepower) and has a(n) IP 20 (NEMA 1) enclosure. This unit is in the English language.</p> | 100
58512 | 1336S-B010-AA-EN5-L5 | G | <p>This 1336 PLUS Adjustable Frequency AC drive is a 380-480V AC unit with 7.5 (10) kilowatts(horsepower) and has a(n) IP 20 (NEMA 1) enclosure. This unit is in the English language.</p> | 100
58551 | 1336S-B010-AA-EN-GM1 | G | <p>This 1336 PLUS Adjustable Frequency AC drive is a 380-480V AC unit with 7.5 (10) kilowatts(horsepower) and has a(n) IP 20 (NEMA 1) enclosure. This unit is in the English language.</p> | 100
58905 | 1336S-B010-AA-EN-GM1-HA1-L6 | G | <p>This 1336 PLUS Adjustable Frequency AC drive is a 380-480V AC unit with 7.5 (10) kilowatts(horsepower) and has a(n) IP 20 (NEMA 1) enclosure. This unit is in the English language.</p> | 100
58681 | 1336S-B010-AA-EN-GM1-L6 | G | <p>This 1336 PLUS Adjustable Frequency AC drive is a 380-480V AC unit with 7.5 (10) kilowatts(horsepower) and has a(n) IP 20 (NEMA 1) enclosure. This unit is in the English language.</p> | 100
13680 | 1336S-B010-AA-EN-HA1-L6 | G | Allen-Bradley 1336 PLUS Drive with 380-480V AC voltage, 10 horsepower rating and IP20 (NEMA 1) enclosure
13681 | 1336S-B010-AA-EN-HA2 | G | Allen-Bradley 1336 PLUS Drive with 380-480V AC voltage, 10 horsepower rating and IP20 (NEMA 1) enclosure
13682 | 1336S-B010-AA-EN-HA2-L4 | G | Allen-Bradley 1336 PLUS Drive with 380-480V AC voltage, 10 horsepower rating and IP20 (NEMA 1) enclosure
58669 | 1336S-B010-AA-EN-HA2-L6 | G | <p>This 1336 PLUS Adjustable Frequency AC drive is a 380-480V AC unit with 7.5 (10) kilowatts(horsepower) and has a(n) IP 20 (NEMA 1) enclosure. This unit is in the English language.</p> | 100
13683 | 1336S-B010-AA-EN-L6 | G | Allen-Bradley 1336 PLUS Drive with 380-480V AC voltage, 10 horsepower rating and IP20 (NEMA 1) enclosure
58318 | 1336S-B010-AA-ES | G | <p>This 1336 PLUS Adjustable Frequency AC drive is a 380-480V AC unit with 7.5 (10) kilowatts(horsepower) and has a(n) IP 20 (NEMA 1) enclosure. This unit is in the Spanish language.</p> | 98.6595
58310 | 1336S-B010-AA-FR | G | <p>This 1336 PLUS Adjustable Frequency AC drive is a 380-480V AC unit with 7.5 (10) kilowatts(horsepower) and has a(n) IP 20 (NEMA 1) enclosure. This unit is in the French language.</p> | 97.5871
58528 | 1336S-B010-AA-FR3-GM1 | G | <p>This 1336 PLUS Adjustable Frequency AC drive is a 380-480V AC unit with 7.5 (10) kilowatts(horsepower) and has a(n) IP 20 (NEMA 1) enclosure. This unit is in the English language.</p> | 100
58612 | 1336S-B010-AE-DE4-GM1 | G | <p>This 1336 PLUS Adjustable Frequency AC drive is a 380-480V AC unit with 7.5 (10) kilowatts(horsepower) and has a(n) IP 20 (NEMA 1)/EMC enclosure. This unit is in the English language.</p> | 98.9418
13689 | 1336S-B010-AE-EN | G | Allen-Bradley 1336 PLUS Drive with 380-480V AC voltage, 10 horsepower rating and IP20 (NEMA 1)/EMC enclosure
13690 | 1336S-B010-AE-EN4 | G | Allen-Bradley 1336 PLUS Drive with 380-480V AC voltage, 10 horsepower rating and IP20 (NEMA 1)/EMC enclosure
13691 | 1336S-B010-AE-EN5 | G | Allen-Bradley 1336 PLUS Drive with 380-480V AC voltage, 10 horsepower rating and IP20 (NEMA 1)/EMC enclosure
58309 | 1336S-B010-AN-EN | G | <p>This 1336 PLUS Adjustable Frequency AC drive is a 380-480V AC unit with 7.5 (10) kilowatts(horsepower) and has a(n) IP 00 (Open) enclosure. This unit is in the English language.</p> | 100
13693 | 1336S-B010-AN-EN3 | G | Allen-Bradley 1336 PLUS Drive with 380-480V AC voltage, 10 horsepower rating and IP00 (Open) enclosure
58874 | 1336S-B010-AN-EN3-HA1-L6E | G | <p>This 1336 PLUS Adjustable Frequency AC drive is a 380-480V AC unit with 7.5 (10) kilowatts(horsepower) and has a(n) IP 00 (Open) enclosure. This unit is in the English language.</p> | 100
13694 | 1336S-B010-AN-EN4 | G | Allen-Bradley 1336 PLUS Drive with 380-480V AC voltage, 10 horsepower rating and IP00 (Open) enclosure
58922 | 1336S-B010-AN-EN4-GM1-HA2-L6 | G | <p>This 1336 PLUS Adjustable Frequency AC drive is a 380-480V AC unit with 7.5 (10) kilowatts(horsepower) and has a(n) IP 00 (Open) enclosure. This unit is in the English language.</p> | 100
58936 | 1336S-B010-AN-EN4-GM1-HA2-L6E | G | <p>This 1336 PLUS Adjustable Frequency AC drive is a 380-480V AC unit with 7.5 (10) kilowatts(horsepower) and has a(n) IP 00 (Open) enclosure. This unit is in the English language.</p> | 98.645
58714 | 1336S-B010-AN-EN4-HA2-L4 | G | <p>This 1336 PLUS Adjustable Frequency AC drive is a 380-480V AC unit with 7.5 (10) kilowatts(horsepower) and has a(n) IP 00 (Open) enclosure. This unit is in the English language.</p> | 100
58773 | 1336S-B010-AN-EN4-HAP-L5 | G | <p>This 1336 PLUS Adjustable Frequency AC drive is a 380-480V AC unit with 7.5 (10) kilowatts(horsepower) and has a(n) IP 00 (Open) enclosure. This unit is in the English language.</p> | 100
58548 | 1336S-B010-AN-EN4-L6 | G | <p>This 1336 PLUS Adjustable Frequency AC drive is a 380-480V AC unit with 7.5 (10) kilowatts(horsepower) and has a(n) IP 00 (Open) enclosure. This unit is in the English language.</p> | 100
13696 | 1336S-B010-AN-EN5 | G | Allen-Bradley 1336 PLUS Drive with 380-480V AC voltage, 10 horsepower rating and IP00 (Open) enclosure
58790 | 1336S-B010-AN-EN5-GM1-L6 | G | <p>This 1336 PLUS Adjustable Frequency AC drive is a 380-480V AC unit with 7.5 (10) kilowatts(horsepower) and has a(n) IP 00 (Open) enclosure. This unit is in the English language.</p> | 100
58611 | 1336S-B010-AN-EN5-HA2 | G | <p>This 1336 PLUS Adjustable Frequency AC drive is a 380-480V AC unit with 7.5 (10) kilowatts(horsepower) and has a(n) IP 00 (Open) enclosure. This unit is in the English language.</p> | 100
58403 | 1336S-B010-AN-EN6 | G | <p>This 1336 PLUS Adjustable Frequency AC drive is a 380-480V AC unit with 7.5 (10) kilowatts(horsepower) and has a(n) IP 00 (Open) enclosure. This unit is in the English language.</p> | 100
58584 | 1336S-B010-AN-EN6-HA2 | G | <p>This 1336 PLUS Adjustable Frequency AC drive is a 380-480V AC unit with 7.5 (10) kilowatts(horsepower) and has a(n) IP 00 (Open) enclosure. This unit is in the English language.</p> | 100
58656 | 1336S-B010-AN-EN-HA1-L5 | G | <p>This 1336 PLUS Adjustable Frequency AC drive is a 380-480V AC unit with 7.5 (10) kilowatts(horsepower) and has a(n) IP 00 (Open) enclosure. This unit is in the English language.</p> | 100
58774 | 1336S-B010-AN-EN-HA1-L6E | G | <p>This 1336 PLUS Adjustable Frequency AC drive is a 380-480V AC unit with 7.5 (10) kilowatts(horsepower) and has a(n) IP 00 (Open) enclosure. This unit is in the English language.</p> | 100
58680 | 1336S-B010-AN-EN-HA2-L4 | G | <p>This 1336 PLUS Adjustable Frequency AC drive is a 380-480V AC unit with 7.5 (10) kilowatts(horsepower) and has a(n) IP 00 (Open) enclosure. This unit is in the English language.</p> | 100
13692 | 1336S-B010-AN-EN-HA2-L6 | G | Allen-Bradley 1336 PLUS Drive with 380-480V AC voltage, 10 horsepower rating and IP00 (Open) enclosure
58549 | 1336S-B010-AN-EN-HAB | G | <p>This 1336 PLUS Adjustable Frequency AC drive is a 380-480V AC unit with 7.5 (10) kilowatts(horsepower) and has a(n) IP 00 (Open) enclosure. This unit is in the English language.</p> | 100
58493 | 1336S-B010-AN-EN-L4 | G | <p>This 1336 PLUS Adjustable Frequency AC drive is a 380-480V AC unit with 7.5 (10) kilowatts(horsepower) and has a(n) IP 00 (Open) enclosure. This unit is in the English language.</p> | 100
58492 | 1336S-B010-AN-EN-L6 | G | <p>This 1336 PLUS Adjustable Frequency AC drive is a 380-480V AC unit with 7.5 (10) kilowatts(horsepower) and has a(n) IP 00 (Open) enclosure. This unit is in the English language.</p> | 100
58547 | 1336S-B010-AN-ES-HA2 | G | <p>This 1336 PLUS Adjustable Frequency AC drive is a 380-480V AC unit with 7.5 (10) kilowatts(horsepower) and has a(n) IP 00 (Open) enclosure. This unit is in the Spanish language.</p> | 98.3784
13697 | 1336S-B010-AN-FR4 | G | Allen-Bradley 1336 PLUS Drive with 380-480V AC voltage, 10 horsepower rating and IP00 (Open) enclosure
13698 | 1336S-B015-AA-EN | G | Allen-Bradley 1336 PLUS Drive with 380-480V AC voltage, 15 horsepower rating and IP20 (NEMA 1) enclosure
13702 | 1336S-B015-AA-EN3 | G | Allen-Bradley 1336 PLUS Drive with 380-480V AC voltage, 15 horsepower rating and IP20 (NEMA 1) enclosure
13703 | 1336S-B015-AA-EN3-HA2-L6 | G | Allen-Bradley 1336 PLUS Drive with 380-480V AC voltage, 15 horsepower rating and IP20 (NEMA 1) enclosure
13704 | 1336S-B015-AA-EN3-HAB | G | Allen-Bradley 1336 PLUS Drive with 380-480V AC voltage, 15 horsepower rating and IP20 (NEMA 1) enclosure
58402 | 1336S-B015-AA-EN4 | G | <p>This 1336 PLUS Adjustable Frequency AC drive is a 380-480V AC unit with 11 (15) kilowatts(horsepower) and has a(n) IP 20 (NEMA 1) enclosure. This unit is in the English language.</p> | 100
58841 | 1336S-B015-AA-EN4-GM1-HA2 | G | <p>This 1336 PLUS Adjustable Frequency AC drive is a 380-480V AC unit with 11 (15) kilowatts(horsepower) and has a(n) IP 20 (NEMA 1) enclosure. This unit is in the English language.</p> | 100
13705 | 1336S-B015-AA-EN4-GM1-HA2-L4 | G | Allen-Bradley 1336 PLUS Drive with 380-480V AC voltage, 15 horsepower rating and IP20 (NEMA 1) enclosure
13706 | 1336S-B015-AA-EN4-GM1-HA2-L5 | G | Allen-Bradley 1336 PLUS Drive with 380-480V AC voltage, 15 horsepower rating and IP20 (NEMA 1) enclosure
58688 | 1336S-B015-AA-EN4-HA1-L4 | G | <p>This 1336 PLUS Adjustable Frequency AC drive is a 380-480V AC unit with 11 (15) kilowatts(horsepower) and has a(n) IP 20 (NEMA 1) enclosure. This unit is in the English language.</p> | 100
58713 | 1336S-B015-AA-EN4-HA1-L6 | G | <p>This 1336 PLUS Adjustable Frequency AC drive is a 380-480V AC unit with 11 (15) kilowatts(horsepower) and has a(n) IP 20 (NEMA 1) enclosure. This unit is in the English language.</p> | 100
58772 | 1336S-B015-AA-EN4-HA2-L4 | G | <p>This 1336 PLUS Adjustable Frequency AC drive is a 380-480V AC unit with 11 (15) kilowatts(horsepower) and has a(n) IP 20 (NEMA 1) enclosure. This unit is in the English language.</p> | 100
58789 | 1336S-B015-AA-EN4-HA2-L5 | G | <p>This 1336 PLUS Adjustable Frequency AC drive is a 380-480V AC unit with 11 (15) kilowatts(horsepower) and has a(n) IP 20 (NEMA 1) enclosure. This unit is in the English language.</p> | 100
58873 | 1336S-B015-AA-EN4-HA2-L5E | G | <p>This 1336 PLUS Adjustable Frequency AC drive is a 380-480V AC unit with 11 (15) kilowatts(horsepower) and has a(n) IP 20 (NEMA 1) enclosure. This unit is in the English language.</p> | 100
58545 | 1336S-B015-AA-EN4-L6 | G | <p>This 1336 PLUS Adjustable Frequency AC drive is a 380-480V AC unit with 11 (15) kilowatts(horsepower) and has a(n) IP 20 (NEMA 1) enclosure. This unit is in the English language.</p> | 100
13707 | 1336S-B015-AA-EN5 | G | Allen-Bradley 1336 PLUS Drive with 380-480V AC voltage, 15 horsepower rating and IP20 (NEMA 1) enclosure
58952 | 1336S-B015-AA-EN5-GM1-HA2-L6 | G | <p>This 1336 PLUS Adjustable Frequency AC drive is a 380-480V AC unit with 11 (15) kilowatts(horsepower) and has a(n) IP 20 (NEMA 1) enclosure. This unit is in the English language.</p> | 100
58618 | 1336S-B015-AA-EN5-HA2 | G | <p>This 1336 PLUS Adjustable Frequency AC drive is a 380-480V AC unit with 11 (15) kilowatts(horsepower) and has a(n) IP 20 (NEMA 1) enclosure. This unit is in the English language.</p> | 100
13708 | 1336S-B015-AA-EN5-L6 | G | Allen-Bradley 1336 PLUS Drive with 380-480V AC voltage, 15 horsepower rating and IP20 (NEMA 1) enclosure
58951 | 1336S-B015-AA-EN6-GM1-HA2-L6 | G | <p>This 1336 PLUS Adjustable Frequency AC drive is a 380-480V AC unit with 11 (15) kilowatts(horsepower) and has a(n) IP 20 (NEMA 1) enclosure. This unit is in the English language.</p> | 100
58771 | 1336S-B015-AA-EN6-HA1-L6 | G | <p>This 1336 PLUS Adjustable Frequency AC drive is a 380-480V AC unit with 11 (15) kilowatts(horsepower) and has a(n) IP 20 (NEMA 1) enclosure. This unit is in the English language.</p> | 100
58530 | 1336S-B015-AA-EN-FR6 | G | <p>This 1336 PLUS Adjustable Frequency AC drive is a 380-480V AC unit with 11 (15) kilowatts(horsepower) and has a(n) IP 20 (NEMA 1) enclosure. This unit is in the English language.</p> | 100
58546 | 1336S-B015-AA-EN-GM1 | G | <p>This 1336 PLUS Adjustable Frequency AC drive is a 380-480V AC unit with 11 (15) kilowatts(horsepower) and has a(n) IP 20 (NEMA 1) enclosure. This unit is in the English language.</p> | 100
58909 | 1336S-B015-AA-EN-GM1-HA2-L6 | G | <p>This 1336 PLUS Adjustable Frequency AC drive is a 380-480V AC unit with 11 (15) kilowatts(horsepower) and has a(n) IP 20 (NEMA 1) enclosure. This unit is in the English language.</p> | 100
59027 | 1336S-B015-AA-EN-GMI-HA2-L6E | G | <p>This 1336 PLUS Adjustable Frequency AC drive is a 380-480V AC unit with 11 (15) kilowatts(horsepower) and has a(n) IP 20 (NEMA 1) enclosure. This unit is in the English language.</p> | 98.1233
13699 | 1336S-B015-AA-EN-HA1-L6 | G | Allen-Bradley 1336 PLUS Drive with 380-480V AC voltage, 15 horsepower rating and IP20 (NEMA 1) enclosure
58679 | 1336S-B015-AA-EN-HA2-L4 | G | <p>This 1336 PLUS Adjustable Frequency AC drive is a 380-480V AC unit with 11 (15) kilowatts(horsepower) and has a(n) IP 20 (NEMA 1) enclosure. This unit is in the English language.</p> | 100
13700 | 1336S-B015-AA-EN-HA2-L5 | G | Allen-Bradley 1336 PLUS Drive with 380-480V AC voltage, 15 horsepower rating and IP20 (NEMA 1) enclosure
58667 | 1336S-B015-AA-EN-HA2-L6 | G | <p>This 1336 PLUS Adjustable Frequency AC drive is a 380-480V AC unit with 11 (15) kilowatts(horsepower) and has a(n) IP 20 (NEMA 1) enclosure. This unit is in the English language.</p> | 100
13701 | 1336S-B015-AA-EN-HAB | G | Allen-Bradley 1336 PLUS Drive with 380-480V AC voltage, 15 horsepower rating and IP20 (NEMA 1) enclosure
58470 | 1336S-B015-AA-ENL6 | G | <p>This 1336 PLUS Adjustable Frequency AC drive is a 380-480V AC unit with 11 (15) kilowatts(horsepower) and has a(n) IP 20 (NEMA 1) enclosure. This unit is in the English language.</p> | 100
13709 | 1336S-B015-AA-ES | G | Allen-Bradley 1336 PLUS Drive with 380-480V AC voltage, 15 horsepower rating and IP20 (NEMA 1) enclosure
58363 | 1336S-B015-AA-ES4 | G | <p>This 1336 PLUS Adjustable Frequency AC drive is a 380-480V AC unit with 11 (15) kilowatts(horsepower) and has a(n) IP 20 (NEMA 1) enclosure. This unit is in the English language.</p> | 100
58356 | 1336S-B015-AE-DE4 | G | <p>This 1336 PLUS Adjustable Frequency AC drive is a 380-480V AC unit with 11 (15) kilowatts(horsepower) and has a(n) IP 20 (NEMA 1)/EMC enclosure. This unit is in the English language.</p> | 100
13710 | 1336S-B015-AE-EN | G | Allen-Bradley 1336 PLUS Drive with 380-480V AC voltage, 15 horsepower rating and IP20 (NEMA 1)/EMC enclosure
58401 | 1336S-B015-AE-EN4 | G | <p>This 1336 PLUS Adjustable Frequency AC drive is a 380-480V AC unit with 11 (15) kilowatts(horsepower) and has a(n) IP 20 (NEMA 1)/EMC enclosure. This unit is in the English language.</p> | 98.9362
13711 | 1336S-B015-AE-EN5 | G | Allen-Bradley 1336 PLUS Drive with 380-480V AC voltage, 15 horsepower rating and IP20 (NEMA 1)/EMC enclosure
58770 | 1336S-B015-AJ-EN4-HJP-L5 | G | <p>This 1336 PLUS Adjustable Frequency AC drive is a 380-480V AC unit with 11 (15) kilowatts(horsepower) and has a(n) IP 54 (NEMA 12) enclosure. This unit is in the English language.</p> | 98.6595
58661 | 1336S-B015-AJ-EN-HJ2-L6 | G | <p>This 1336 PLUS Adjustable Frequency AC drive is a 380-480V AC unit with 11 (15) kilowatts(horsepower) and has a(n) IP 54 (NEMA 12) enclosure. This unit is in the English language.</p> | 100
58400 | 1336S-B015-AN-DE4 | G | <p>This 1336 PLUS Adjustable Frequency AC drive is a 380-480V AC unit with 11 (15) kilowatts(horsepower) and has a(n) IP 00 (Open) enclosure. This unit is in the English language.</p> | 100
13712 | 1336S-B015-AN-EN | G | Allen-Bradley 1336 PLUS Drive with 380-480V AC voltage, 15 horsepower rating and IP00 (Open) enclosure
13714 | 1336S-B015-AN-EN3 | G | Allen-Bradley 1336 PLUS Drive with 380-480V AC voltage, 15 horsepower rating and IP00 (Open) enclosure
13715 | 1336S-B015-AN-EN3-HAB | G | Allen-Bradley 1336 PLUS Drive with 380-480V AC voltage, 15 horsepower rating and IP00 (Open) enclosure
13716 | 1336S-B015-AN-EN4 | G | Allen-Bradley 1336 PLUS Drive with 380-480V AC voltage, 15 horsepower rating and IP00 (Open) enclosure
58617 | 1336S-B015-AN-EN4-GM1 | G | <p>This 1336 PLUS Adjustable Frequency AC drive is a 380-480V AC unit with 11 (15) kilowatts(horsepower) and has a(n) IP 00 (Open) enclosure. This unit is in the English language.</p> | 100
58769 | 1336S-B015-AN-EN4-HAB-L6 | G | <p>This 1336 PLUS Adjustable Frequency AC drive is a 380-480V AC unit with 11 (15) kilowatts(horsepower) and has a(n) IP 00 (Open) enclosure. This unit is in the English language.</p> | 100
58689 | 1336S-B015-AN-EN4-HAP-LS | G | <p>This 1336 PLUS Adjustable Frequency AC drive is a 380-480V AC unit with 11 (15) kilowatts(horsepower) and has a(n) IP 00 (Open) enclosure. This unit is in the English language.</p> | 100
13717 | 1336S-B015-AN-EN4-L4 | G | Allen-Bradley 1336 PLUS Drive with 380-480V AC voltage, 15 horsepower rating and IP00 (Open) enclosure
58544 | 1336S-B015-AN-EN4-L6 | G | <p>This 1336 PLUS Adjustable Frequency AC drive is a 380-480V AC unit with 11 (15) kilowatts(horsepower) and has a(n) IP 00 (Open) enclosure. This unit is in the English language.</p> | 100
13718 | 1336S-B015-AN-EN5 | G | Allen-Bradley 1336 PLUS Drive with 380-480V AC voltage, 15 horsepower rating and IP00 (Open) enclosure
59029 | 1336S-B015-AN-EN5-GM1-HA1-L6 | G | <p>This 1336 PLUS Adjustable Frequency AC drive is a 380-480V AC unit with 11 (15) kilowatts(horsepower) and has a(n) IP 00 (Open) enclosure. This unit is in the English language.</p> |  | 12
58520 | 1336S-B015-AN-EN5-L6 | G | <p>This 1336 PLUS Adjustable Frequency AC drive is a 380-480V AC unit with 11 (15) kilowatts(horsepower) and has a(n) IP 00 (Open) enclosure. This unit is in the English language.</p> | 100
58399 | 1336S-B015-AN-EN6 | G | <p>This 1336 PLUS Adjustable Frequency AC drive is a 380-480V AC unit with 11 (15) kilowatts(horsepower) and has a(n) IP 00 (Open) enclosure. This unit is in the English language.</p> | 100
58912 | 1336S-B015-AN-EN-GM1-HA1-L4 | G | <p>This 1336 PLUS Adjustable Frequency AC drive is a 380-480V AC unit with 11 (15) kilowatts(horsepower) and has a(n) IP 00 (Open) enclosure. This unit is in the English language.</p> | 100
58678 | 1336S-B015-AN-EN-GM1-L5 | G | <p>This 1336 PLUS Adjustable Frequency AC drive is a 380-480V AC unit with 11 (15) kilowatts(horsepower) and has a(n) IP 00 (Open) enclosure. This unit is in the English language.</p> | 100
13713 | 1336S-B015-AN-EN-HA2-L5 | G | Allen-Bradley 1336 PLUS Drive with 380-480V AC voltage, 15 horsepower rating and IP00 (Open) enclosure
58677 | 1336S-B015-AN-EN-HA2-L6 | G | <p>This 1336 PLUS Adjustable Frequency AC drive is a 380-480V AC unit with 11 (15) kilowatts(horsepower) and has a(n) IP 00 (Open) enclosure. This unit is in the English language.</p> | 100
58487 | 1336S-B015-AN-EN-L6 | G | <p>This 1336 PLUS Adjustable Frequency AC drive is a 380-480V AC unit with 11 (15) kilowatts(horsepower) and has a(n) IP 00 (Open) enclosure. This unit is in the English language.</p> | 100
58312 | 1336S-B015-AN-FR | G | <p>This 1336 PLUS Adjustable Frequency AC drive is a 380-480V AC unit with 11 (15) kilowatts(horsepower) and has a(n) IP 00 (Open) enclosure. This unit is in the French language.</p> | 100
13719 | 1336S-B015-AN-FR4 | G | Allen-Bradley 1336 PLUS Drive with 380-480V AC voltage, 15 horsepower rating and IP00 (Open) enclosure
58398 | 1336S-B015-AN-FR5 | G | <p>This 1336 PLUS Adjustable Frequency AC drive is a 380-480V AC unit with 11 (15) kilowatts(horsepower) and has a(n) IP 00 (Open) enclosure. This unit is in the French language.</p> | 98.3607
13720 | 1336S-B015-AX-EN-GM1 | G | Allen-Bradley 1336 PLUS Drive with 380-480V AC voltage and 15 horsepower rating
13721 | 1336S-B015VAA-BM-GM1C-HN1C-JF | G | Allen-Bradley 1336 PLUS Drive with 380-480V AC voltage and 15 horsepower rating
13722 | 1336S-B020-AA-EN | G | Allen-Bradley 1336 PLUS Drive with 380-480V AC voltage, 20 horsepower rating and IP20 (NEMA 1) enclosure
58397 | 1336S-B020-AA-EN3 | G | <p>This 1336 PLUS Adjustable Frequency AC drive is a 380-480V AC unit with 15 (20) kilowatts(horsepower) and has a(n) IP 20 (NEMA 1) enclosure. This unit is in the English language.</p> | 100
13724 | 1336S-B020-AA-EN4 | G | Allen-Bradley 1336 PLUS Drive with 380-480V AC voltage, 20 horsepower rating and IP20 (NEMA 1) enclosure
13725 | 1336S-B020-AA-EN4-GM1-HA2 | G | Allen-Bradley 1336 PLUS Drive with 380-480V AC voltage, 20 horsepower rating and IP20 (NEMA 1) enclosure
58919 | 1336S-B020-AA-EN4-GM1-HA2-L6 | G | <p>This 1336 PLUS Adjustable Frequency AC drive is a 380-480V AC unit with 15 (20) kilowatts(horsepower) and has a(n) IP 20 (NEMA 1) enclosure. This unit is in the English language.</p> | 100
58939 | 1336S-B020-AA-EN4-GM2-HA1-L6E | G | <p>This 1336 PLUS Adjustable Frequency AC drive is a 380-480V AC unit with 15 (20) kilowatts(horsepower) and has a(n) IP 20 (NEMA 1) enclosure. This unit is in the English language.</p> | 100
58872 | 1336S-B020-AA-EN4-GM5-HA2 | G | <p>This 1336 PLUS Adjustable Frequency AC drive is a 380-480V AC unit with 15 (20) kilowatts(horsepower) and has a(n) IP 20 (NEMA 1) enclosure. This unit is in the English language.</p> | 100
58837 | 1336S-B020-AA-EN4-HA1-L4E | G | <p>This 1336 PLUS Adjustable Frequency AC drive is a 380-480V AC unit with 15 (20) kilowatts(horsepower) and has a(n) IP 20 (NEMA 1) enclosure. This unit is in the English language.</p> | 100
58701 | 1336S-B020-AA-EN4-HA1-L6 | G | <p>This 1336 PLUS Adjustable Frequency AC drive is a 380-480V AC unit with 15 (20) kilowatts(horsepower) and has a(n) IP 20 (NEMA 1) enclosure. This unit is in the English language.</p> | 100
13726 | 1336S-B020-AA-EN4-HA2-L6 | G | Allen-Bradley 1336 PLUS Drive with 380-480V AC voltage, 20 horsepower rating and IP20 (NEMA 1) enclosure
13727 | 1336S-B020-AA-EN4-HA2-L9E | G | Allen-Bradley 1336 PLUS Drive with 380-480V AC voltage, 20 horsepower rating and IP20 (NEMA 1) enclosure
58543 | 1336S-B020-AA-EN4-L6 | G | <p>This 1336 PLUS Adjustable Frequency AC drive is a 380-480V AC unit with 15 (20) kilowatts(horsepower) and has a(n) IP 20 (NEMA 1) enclosure. This unit is in the English language.</p> | 100
13728 | 1336S-B020-AA-EN5 | G | Allen-Bradley 1336 PLUS Drive with 380-480V AC voltage, 20 horsepower rating and IP20 (NEMA 1) enclosure
13729 | 1336S-B020-AA-EN5-GM1-HA2-L6 | G | Allen-Bradley 1336 PLUS Drive with 380-480V AC voltage, 20 horsepower rating and IP20 (NEMA 1) enclosure
58542 | 1336S-B020-AA-EN5-HA | G | <p>This 1336 PLUS Adjustable Frequency AC drive is a 380-480V AC unit with 15 (20) kilowatts(horsepower) and has a(n) IP 20 (NEMA 1) enclosure. This unit is in the English language.</p> | 100
58792 | 1336S-B020-AA-EN5-HA1-L6 | G | <p>This 1336 PLUS Adjustable Frequency AC drive is a 380-480V AC unit with 15 (20) kilowatts(horsepower) and has a(n) IP 20 (NEMA 1) enclosure. This unit is in the English language.</p> | 100
58974 | 1336S-B020-AA-EN6-L6 | G | <p>This 1336 PLUS Adjustable Frequency AC drive is a 380-480V AC unit with 15 (20) kilowatts(horsepower) and has a(n) IP 20 (NEMA 1) enclosure. This unit is in the English language.</p> | 98.9305
58768 | 1336S-B020-AA-EN-GM1-L6E | G | <p>This 1336 PLUS Adjustable Frequency AC drive is a 380-480V AC unit with 15 (20) kilowatts(horsepower) and has a(n) IP 20 (NEMA 1) enclosure. This unit is in the English language.</p> | 100
58658 | 1336S-B020-AA-EN-HA1-L6 | G | <p>This 1336 PLUS Adjustable Frequency AC drive is a 380-480V AC unit with 15 (20) kilowatts(horsepower) and has a(n) IP 20 (NEMA 1) enclosure. This unit is in the English language.</p> | 100
58666 | 1336S-B020-AA-EN-HA2-L4 | G | <p>This 1336 PLUS Adjustable Frequency AC drive is a 380-480V AC unit with 15 (20) kilowatts(horsepower) and has a(n) IP 20 (NEMA 1) enclosure. This unit is in the English language.</p> | 100
58665 | 1336S-B020-AA-EN-HA2-L6 | G | <p>This 1336 PLUS Adjustable Frequency AC drive is a 380-480V AC unit with 15 (20) kilowatts(horsepower) and has a(n) IP 20 (NEMA 1) enclosure. This unit is in the English language.</p> | 100
58502 | 1336S-B020-AA-EN-L4 | G | <p>This 1336 PLUS Adjustable Frequency AC drive is a 380-480V AC unit with 15 (20) kilowatts(horsepower) and has a(n) IP 20 (NEMA 1) enclosure. This unit is in the English language.</p> | 100
13723 | 1336S-B020-AA-EN-L6 | G | Allen-Bradley 1336 PLUS Drive with 380-480V AC voltage, 20 horsepower rating and IP20 (NEMA 1) enclosure
58355 | 1336S-B020-AE-DE4 | G | <p>This 1336 PLUS Adjustable Frequency AC drive is a 380-480V AC unit with 15 (20) kilowatts(horsepower) and has a(n) IP 20 (NEMA 1)/EMC enclosure. This unit is in the English language.</p> | 100
13730 | 1336S-B020-AE-EN4 | G | Allen-Bradley 1336 PLUS Drive with 380-480V AC voltage, 20 horsepower rating and IP20 (NEMA 1)/EMC enclosure
58396 | 1336S-B020-AE-IT4 | G | <p>This 1336 PLUS Adjustable Frequency AC drive is a 380-480V AC unit with 15 (20) kilowatts(horsepower) and has a(n) IP 20 (NEMA 1)/EMC enclosure. This unit is in the English language.</p> | 98.9362
13731 | 1336S-B020-AN-EN | G | Allen-Bradley 1336 PLUS Drive with 380-480V AC voltage, 20 horsepower rating and IP00 (Open) enclosure
58395 | 1336S-B020-AN-EN3 | G | <p>This 1336 PLUS Adjustable Frequency AC drive is a 380-480V AC unit with 15 (20) kilowatts(horsepower) and has a(n) IP 00 (Open) enclosure. This unit is in the English language.</p> | 100
58798 | 1336S-B020-AN-EN3-GM1-HA1 | G | <p>This 1336 PLUS Adjustable Frequency AC drive is a 380-480V AC unit with 15 (20) kilowatts(horsepower) and has a(n) IP 00 (Open) enclosure. This unit is in the English language.</p> | 100
58915 | 1336S-B020-AN-EN3-GM1-HA1-L6 | G | <p>This 1336 PLUS Adjustable Frequency AC drive is a 380-480V AC unit with 15 (20) kilowatts(horsepower) and has a(n) IP 00 (Open) enclosure. This unit is in the English language.</p> | 98.9189
58767 | 1336S-B020-AN-EN3-HA1-L6 | G | <p>This 1336 PLUS Adjustable Frequency AC drive is a 380-480V AC unit with 15 (20) kilowatts(horsepower) and has a(n) IP 00 (Open) enclosure. This unit is in the English language.</p> | 100
58514 | 1336S-B020-AN-EN3-L6 | G | <p>This 1336 PLUS Adjustable Frequency AC drive is a 380-480V AC unit with 15 (20) kilowatts(horsepower) and has a(n) IP 00 (Open) enclosure. This unit is in the English language.</p> | 100
13734 | 1336S-B020-AN-EN4 | G | Allen-Bradley 1336 PLUS Drive with 380-480V AC voltage, 20 horsepower rating and IP00 (Open) enclosure
58766 | 1336S-B020-AN-EN4-HA2-L6 | G | <p>This 1336 PLUS Adjustable Frequency AC drive is a 380-480V AC unit with 15 (20) kilowatts(horsepower) and has a(n) IP 00 (Open) enclosure. This unit is in the English language.</p> | 100
58765 | 1336S-B020-AN-EN4-HAP-L5 | G | <p>This 1336 PLUS Adjustable Frequency AC drive is a 380-480V AC unit with 15 (20) kilowatts(horsepower) and has a(n) IP 00 (Open) enclosure. This unit is in the English language.</p> | 100
13735 | 1336S-B020-AN-EN4-L6 | G | Allen-Bradley 1336 PLUS Drive with 380-480V AC voltage, 20 horsepower rating and IP00 (Open) enclosure
13736 | 1336S-B020-AN-EN5 | G | Allen-Bradley 1336 PLUS Drive with 380-480V AC voltage, 20 horsepower rating and IP00 (Open) enclosure
13737 | 1336S-B020-AN-EN6-HA1 | G | Allen-Bradley 1336 PLUS Drive with 380-480V AC voltage, 20 horsepower rating and IP00 (Open) enclosure
13732 | 1336S-B020-AN-EN-GM1-HA2-L5 | G | Allen-Bradley 1336 PLUS Drive with 380-480V AC voltage, 20 horsepower rating and IP00 (Open) enclosure
58659 | 1336S-B020-AN-EN-GM1-L6 | G | <p>This 1336 PLUS Adjustable Frequency AC drive is a 380-480V AC unit with 15 (20) kilowatts(horsepower) and has a(n) IP 00 (Open) enclosure. This unit is in the English language.</p> | 100
13733 | 1336S-B020-AN-EN-HA1 | G | Allen-Bradley 1336 PLUS Drive with 380-480V AC voltage, 20 horsepower rating and IP00 (Open) enclosure
58488 | 1336S-B020-AN-EN-L6 | G | <p>This 1336 PLUS Adjustable Frequency AC drive is a 380-480V AC unit with 15 (20) kilowatts(horsepower) and has a(n) IP 00 (Open) enclosure. This unit is in the English language.</p> | 100
58525 | 1336S-B020-AN-FR6-14 | G | <p>This 1336 PLUS Adjustable Frequency AC drive is a 380-480V AC unit with 15 (20) kilowatts(horsepower) and has a(n) IP 00 (Open) enclosure. This unit is in the French language.</p> | 98.3607
58329 | 1336S-B025-AA-EN | G | <p>This 1336 PLUS Adjustable Frequency AC drive is a 380-480V AC unit with 18.5 (25) kilowatts(horsepower) and has a(n) IP 20 (NEMA 1) enclosure. This unit is in the English language.</p> | 100
58394 | 1336S-B025-AA-EN4 | G | <p>This 1336 PLUS Adjustable Frequency AC drive is a 380-480V AC unit with 18.5 (25) kilowatts(horsepower) and has a(n) IP 20 (NEMA 1) enclosure. This unit is in the English language.</p> | 100
58839 | 1336S-B025-AA-EN4-GM1-HA2 | G | <p>This 1336 PLUS Adjustable Frequency AC drive is a 380-480V AC unit with 18.5 (25) kilowatts(horsepower) and has a(n) IP 20 (NEMA 1) enclosure. This unit is in the English language.</p> | 100
58929 | 1336S-B025-AA-EN4-GM1-HA2-L4 | G | <p>This 1336 PLUS Adjustable Frequency AC drive is a 380-480V AC unit with 18.5 (25) kilowatts(horsepower) and has a(n) IP 20 (NEMA 1) enclosure. This unit is in the English language.</p> | 100
13738 | 1336S-B025-AA-EN4-HA1 | G | Allen-Bradley 1336 PLUS Drive with 380-480V AC voltage, 25 horsepower rating and IP20 (NEMA 1) enclosure
58735 | 1336S-B025-AA-EN4-HA1-L4 | G | <p>This 1336 PLUS Adjustable Frequency AC drive is a 380-480V AC unit with 18.5 (25) kilowatts(horsepower) and has a(n) IP 20 (NEMA 1) enclosure. This unit is in the English language.</p> | 100
58764 | 1336S-B025-AA-EN4-HA1-L6 | G | <p>This 1336 PLUS Adjustable Frequency AC drive is a 380-480V AC unit with 18.5 (25) kilowatts(horsepower) and has a(n) IP 20 (NEMA 1) enclosure. This unit is in the English language.</p> | 100
58763 | 1336S-B025-AA-EN4-HAP-L6 | G | <p>This 1336 PLUS Adjustable Frequency AC drive is a 380-480V AC unit with 18.5 (25) kilowatts(horsepower) and has a(n) IP 20 (NEMA 1) enclosure. This unit is in the English language.</p> | 100
58949 | 1336S-B025-AA-EN5-GM1-HA2-L4 | G | <p>This 1336 PLUS Adjustable Frequency AC drive is a 380-480V AC unit with 18.5 (25) kilowatts(horsepower) and has a(n) IP 20 (NEMA 1) enclosure. This unit is in the English language.</p> | 100
58981 | 1336S-B025-AA-EN5-HAB | G | <p>This 1336 PLUS Adjustable Frequency AC drive is a 380-480V AC unit with 18.5 (25) kilowatts(horsepower) and has a(n) IP 20 (NEMA 1) enclosure. This unit is in the English language.</p> | 98.4043
58541 | 1336S-B025-AA-EN5-L6 | G | <p>This 1336 PLUS Adjustable Frequency AC drive is a 380-480V AC unit with 18.5 (25) kilowatts(horsepower) and has a(n) IP 20 (NEMA 1) enclosure. This unit is in the English language.</p> | 100
13739 | 1336S-B025-AA-FR-HA2 | G | Allen-Bradley 1336 PLUS Drive with 380-480V AC voltage, 25 horsepower rating and IP20 (NEMA 1) enclosure
58360 | 1336S-B025-AE-DE4 | G | <p>This 1336 PLUS Adjustable Frequency AC drive is a 380-480V AC unit with 18.5 (25) kilowatts(horsepower) and has a(n) IP 20 (NEMA 1)/EMC enclosure. This unit is in the English language.</p> | 100
58393 | 1336S-B025-AE-EN5 | G | <p>This 1336 PLUS Adjustable Frequency AC drive is a 380-480V AC unit with 18.5 (25) kilowatts(horsepower) and has a(n) IP 20 (NEMA 1)/EMC enclosure. This unit is in the English language.</p> | 98.9529
58354 | 1336S-B025-AE-EN6 | G | <p>This 1336 PLUS Adjustable Frequency AC drive is a 380-480V AC unit with 18.5 (25) kilowatts(horsepower) and has a(n) IP 20 (NEMA 1)/EMC enclosure. This unit is in the English language.</p> | 100
13740 | 1336S-B025-AE-FR4 | G | Allen-Bradley 1336 PLUS Drive with 380-480V AC voltage, 25 horsepower rating and IP20 (NEMA 1)/EMC enclosure
58392 | 1336S-B025-AN-DE4 | G | <p>This 1336 PLUS Adjustable Frequency AC drive is a 380-480V AC unit with 18.5 (25) kilowatts(horsepower) and has a(n) IP 00 (Open) enclosure. This unit is in the English language.</p> | 100
13741 | 1336S-B025-AN-EN | G | Allen-Bradley 1336 PLUS Drive with 380-480V AC voltage, 25 horsepower rating and IP00 (Open) enclosure
58362 | 1336S-B025-AN-EN4 | G | <p>This 1336 PLUS Adjustable Frequency AC drive is a 380-480V AC unit with 18.5 (25) kilowatts(horsepower) and has a(n) IP 00 (Open) enclosure. This unit is in the English language.</p> | 100
58916 | 1336S-B025-AN-EN4-GM1-HAP-L4 | G | <p>This 1336 PLUS Adjustable Frequency AC drive is a 380-480V AC unit with 18.5 (25) kilowatts(horsepower) and has a(n) IP 00 (Open) enclosure. This unit is in the English language.</p> | 100
58985 | 1336S-B025-AN-EN4-HA1-L6 | G | <p>This 1336 PLUS Adjustable Frequency AC drive is a 380-480V AC unit with 18.5 (25) kilowatts(horsepower) and has a(n) IP 00 (Open) enclosure. This unit is in the English language.</p> | 98.3784
58540 | 1336S-B025-AN-EN4-L6 | G | <p>This 1336 PLUS Adjustable Frequency AC drive is a 380-480V AC unit with 18.5 (25) kilowatts(horsepower) and has a(n) IP 00 (Open) enclosure. This unit is in the English language.</p> | 100
13742 | 1336S-B025-AN-EN5 | G | Allen-Bradley 1336 PLUS Drive with 380-480V AC voltage, 25 horsepower rating and IP00 (Open) enclosure
58340 | 1336S-B025-AN-EN6 | G | <p>This 1336 PLUS Adjustable Frequency AC drive is a 380-480V AC unit with 18.5 (25) kilowatts(horsepower) and has a(n) IP 00 (Open) enclosure. This unit is in the English language.</p> | 100
58664 | 1336S-B025-AN-EN-HAP-L4 | G | <p>This 1336 PLUS Adjustable Frequency AC drive is a 380-480V AC unit with 18.5 (25) kilowatts(horsepower) and has a(n) IP 00 (Open) enclosure. This unit is in the English language.</p> | 100
58501 | 1336S-B025-AN-EN-L6 | G | <p>This 1336 PLUS Adjustable Frequency AC drive is a 380-480V AC unit with 18.5 (25) kilowatts(horsepower) and has a(n) IP 00 (Open) enclosure. This unit is in the English language.</p> | 100
58328 | 1336S-B030-AA-EN | G | <p>This 1336 PLUS Adjustable Frequency AC drive is a 380-480V AC unit with 22 (30) kilowatts(horsepower) and has a(n) IP 20 (NEMA 1) enclosure. This unit is in the English language.</p> | 100
58391 | 1336S-B030-AA-EN4 | G | <p>This 1336 PLUS Adjustable Frequency AC drive is a 380-480V AC unit with 22 (30) kilowatts(horsepower) and has a(n) IP 20 (NEMA 1) enclosure. This unit is in the English language.</p> | 100
58914 | 1336S-B030-AA-EN4-GM1-HA2-L6 | G | <p>This 1336 PLUS Adjustable Frequency AC drive is a 380-480V AC unit with 22 (30) kilowatts(horsepower) and has a(n) IP 20 (NEMA 1) enclosure. This unit is in the English language.</p> | 98.3871
58562 | 1336S-B030-AA-EN4-HA2 | G | <p>This 1336 PLUS Adjustable Frequency AC drive is a 380-480V AC unit with 22 (30) kilowatts(horsepower) and has a(n) IP 20 (NEMA 1) enclosure. This unit is in the English language.</p> | 100
58762 | 1336S-B030-AA-EN5-HAB-L4 | G | <p>This 1336 PLUS Adjustable Frequency AC drive is a 380-480V AC unit with 22 (30) kilowatts(horsepower) and has a(n) IP 20 (NEMA 1) enclosure. This unit is in the English language.</p> | 100
58539 | 1336S-B030-AA-EN5-L6 | G | <p>This 1336 PLUS Adjustable Frequency AC drive is a 380-480V AC unit with 22 (30) kilowatts(horsepower) and has a(n) IP 20 (NEMA 1) enclosure. This unit is in the English language.</p> | 100
58719 | 1336S-B030-AA-EN-GM1-HAB | G | <p>This 1336 PLUS Adjustable Frequency AC drive is a 380-480V AC unit with 22 (30) kilowatts(horsepower) and has a(n) IP 20 (NEMA 1) enclosure. This unit is in the English language.</p> | 100
58676 | 1336S-B030-AA-EN-HA1-L6 | G | <p>This 1336 PLUS Adjustable Frequency AC drive is a 380-480V AC unit with 22 (30) kilowatts(horsepower) and has a(n) IP 20 (NEMA 1) enclosure. This unit is in the English language.</p> | 100
58538 | 1336S-B030-AA-HA2-L4 | G | <p>This 1336 PLUS Adjustable Frequency AC drive is a 380-480V AC unit with 22 (30) kilowatts(horsepower) and has a(n) IP 20 (NEMA 1) enclosure. This unit is in the English language.</p> | 100
58390 | 1336S-B030-AE-EN4 | G | <p>This 1336 PLUS Adjustable Frequency AC drive is a 380-480V AC unit with 22 (30) kilowatts(horsepower) and has a(n) IP 20 (NEMA 1)/EMC enclosure. This unit is in the English language.</p> | 98.9362
58950 | 1336S-B030-AJ-EN5-GM1-HJP-L6 | G | <p>This 1336 PLUS Adjustable Frequency AC drive is a 380-480V AC unit with 22 (30) kilowatts(horsepower) and has a(n) IP 54 (NEMA 12) enclosure. This unit is in the English language.</p> | 98.6595
58327 | 1336S-B030-AN-EN | G | <p>This 1336 PLUS Adjustable Frequency AC drive is a 380-480V AC unit with 22 (30) kilowatts(horsepower) and has a(n) IP 00 (Open) enclosure. This unit is in the English language.</p> | 100
58389 | 1336S-B030-AN-EN3 | G | <p>This 1336 PLUS Adjustable Frequency AC drive is a 380-480V AC unit with 22 (30) kilowatts(horsepower) and has a(n) IP 00 (Open) enclosure. This unit is in the English language.</p> | 100
58610 | 1336S-B030-AN-EN3-L5E | G | <p>This 1336 PLUS Adjustable Frequency AC drive is a 380-480V AC unit with 22 (30) kilowatts(horsepower) and has a(n) IP 00 (Open) enclosure. This unit is in the English language.</p> | 100
58388 | 1336S-B030-AN-EN4 | G | <p>This 1336 PLUS Adjustable Frequency AC drive is a 380-480V AC unit with 22 (30) kilowatts(horsepower) and has a(n) IP 00 (Open) enclosure. This unit is in the English language.</p> | 100
58927 | 1336S-B030-AN-EN4-GM1-HA2-L6 | G | <p>This 1336 PLUS Adjustable Frequency AC drive is a 380-480V AC unit with 22 (30) kilowatts(horsepower) and has a(n) IP 00 (Open) enclosure. This unit is in the English language.</p> | 100
58761 | 1336S-B030-AN-EN4-HA2-L5 | G | <p>This 1336 PLUS Adjustable Frequency AC drive is a 380-480V AC unit with 22 (30) kilowatts(horsepower) and has a(n) IP 00 (Open) enclosure. This unit is in the English language.</p> | 100
58537 | 1336S-B030-AN-EN4-L6 | G | <p>This 1336 PLUS Adjustable Frequency AC drive is a 380-480V AC unit with 22 (30) kilowatts(horsepower) and has a(n) IP 00 (Open) enclosure. This unit is in the English language.</p> | 100
58526 | 1336S-B030-AN-EN4-LS | G | <p>This 1336 PLUS Adjustable Frequency AC drive is a 380-480V AC unit with 22 (30) kilowatts(horsepower) and has a(n) IP 00 (Open) enclosure. This unit is in the English language.</p> | 100
13744 | 1336S-B030-AN-EN5 | G | Allen-Bradley 1336 PLUS Drive with 380-480V AC voltage, 30 horsepower rating and IP00 (Open) enclosure
58871 | 1336S-B030-AN-EN5-HA1-L5E | G | <p>This 1336 PLUS Adjustable Frequency AC drive is a 380-480V AC unit with 22 (30) kilowatts(horsepower) and has a(n) IP 00 (Open) enclosure. This unit is in the English language.</p> | 100
58732 | 1336S-B030-AN-EN5-HA2-L6 | G | <p>This 1336 PLUS Adjustable Frequency AC drive is a 380-480V AC unit with 22 (30) kilowatts(horsepower) and has a(n) IP 00 (Open) enclosure. This unit is in the English language.</p> | 100
58387 | 1336S-B030-AN-EN6 | G | <p>This 1336 PLUS Adjustable Frequency AC drive is a 380-480V AC unit with 22 (30) kilowatts(horsepower) and has a(n) IP 00 (Open) enclosure. This unit is in the English language.</p> | 100
58980 | 1336S-B030-AN-EN6-L6E | G | <p>This 1336 PLUS Adjustable Frequency AC drive is a 380-480V AC unit with 22 (30) kilowatts(horsepower) and has a(n) IP 00 (Open) enclosure. This unit is in the English language.</p> | 98.3696
58495 | 1336S-B030-AN-EN-L6 | G | <p>This 1336 PLUS Adjustable Frequency AC drive is a 380-480V AC unit with 22 (30) kilowatts(horsepower) and has a(n) IP 00 (Open) enclosure. This unit is in the English language.</p> | 100
58336 | 1336S-B040-AA-EN4 | G | <p>This 1336 PLUS Adjustable Frequency AC drive is a 380-480V AC unit with 30 (40) kilowatts(horsepower) and has a(n) IP 20 (NEMA 1) enclosure. This unit is in the English language.</p> | 100
58937 | 1336S-B040-AA-EN4-GM1-HA2-L6E | G | <p>This 1336 PLUS Adjustable Frequency AC drive is a 380-480V AC unit with 30 (40) kilowatts(horsepower) and has a(n) IP 20 (NEMA 1) enclosure. This unit is in the English language.</p> | 98.3871
58760 | 1336S-B040-AA-EN4-HAP-L6 | G | <p>This 1336 PLUS Adjustable Frequency AC drive is a 380-480V AC unit with 30 (40) kilowatts(horsepower) and has a(n) IP 20 (NEMA 1) enclosure. This unit is in the English language.</p> | 100
58556 | 1336S-B040-AA-EN4-L6 | G | <p>This 1336 PLUS Adjustable Frequency AC drive is a 380-480V AC unit with 30 (40) kilowatts(horsepower) and has a(n) IP 20 (NEMA 1) enclosure. This unit is in the English language.</p> | 100
58759 | 1336S-B040-AA-EN5-HA2-L4 | G | <p>This 1336 PLUS Adjustable Frequency AC drive is a 380-480V AC unit with 30 (40) kilowatts(horsepower) and has a(n) IP 20 (NEMA 1) enclosure. This unit is in the English language.</p> | 100
58660 | 1336S-B040-AA-EN-HA1-L6 | G | <p>This 1336 PLUS Adjustable Frequency AC drive is a 380-480V AC unit with 30 (40) kilowatts(horsepower) and has a(n) IP 20 (NEMA 1) enclosure. This unit is in the English language.</p> | 100
58524 | 1336S-B040-AA-EN-HA2 | G | <p>This 1336 PLUS Adjustable Frequency AC drive is a 380-480V AC unit with 30 (40) kilowatts(horsepower) and has a(n) IP 20 (NEMA 1) enclosure. This unit is in the English language.</p> | 100
58675 | 1336S-B040-AA-EN-HA2-L6 | G | <p>This 1336 PLUS Adjustable Frequency AC drive is a 380-480V AC unit with 30 (40) kilowatts(horsepower) and has a(n) IP 20 (NEMA 1) enclosure. This unit is in the English language.</p> | 100
58317 | 1336S-B040-AJ-EN | G | <p>This 1336 PLUS Adjustable Frequency AC drive is a 380-480V AC unit with 30 (40) kilowatts(horsepower) and has a(n) IP 54 (NEMA 12) enclosure. This unit is in the English language.</p> | 98.9305
58758 | 1336S-B040-AN-DE4-HA2-L4 | G | <p>This 1336 PLUS Adjustable Frequency AC drive is a 380-480V AC unit with 30 (40) kilowatts(horsepower) and has a(n) IP 00 (Open) enclosure. This unit is in the English language.</p> | 100
58305 | 1336S-B040-AN-EN | G | This 1336 PLUS Adjustable Frequency AC drive is a 380-480V AC unit with 30 (40) kilowatts(horsepower) and has a(n) IP 00 (Open) enclosure. This unit is in the English language. | 97.7778
58346 | 1336S-B040-AN-EN3 | G | <p>This 1336 PLUS Adjustable Frequency AC drive is a 380-480V AC unit with 30 (40) kilowatts(horsepower) and has a(n) IP 00 (Open) enclosure. This unit is in the English language.</p> | 100
58345 | 1336S-B040-AN-EN4 | G | <p>This 1336 PLUS Adjustable Frequency AC drive is a 380-480V AC unit with 30 (40) kilowatts(horsepower) and has a(n) IP 00 (Open) enclosure. This unit is in the English language.</p> | 100
58609 | 1336S-B040-AN-EN4-GM1 | G | <p>This 1336 PLUS Adjustable Frequency AC drive is a 380-480V AC unit with 30 (40) kilowatts(horsepower) and has a(n) IP 00 (Open) enclosure. This unit is in the English language.</p> | 100
58692 | 1336S-B040-AN-EN4-HA2-L6 | G | <p>This 1336 PLUS Adjustable Frequency AC drive is a 380-480V AC unit with 30 (40) kilowatts(horsepower) and has a(n) IP 00 (Open) enclosure. This unit is in the English language.</p> | 100
58536 | 1336S-B040-AN-EN4-L6 | G | <p>This 1336 PLUS Adjustable Frequency AC drive is a 380-480V AC unit with 30 (40) kilowatts(horsepower) and has a(n) IP 00 (Open) enclosure. This unit is in the English language.</p> | 100
58386 | 1336S-B040-AN-EN5 | G | <p>This 1336 PLUS Adjustable Frequency AC drive is a 380-480V AC unit with 30 (40) kilowatts(horsepower) and has a(n) IP 00 (Open) enclosure. This unit is in the English language.</p> | 100
58353 | 1336S-B040-AN-EN6 | G | <p>This 1336 PLUS Adjustable Frequency AC drive is a 380-480V AC unit with 30 (40) kilowatts(horsepower) and has a(n) IP 00 (Open) enclosure. This unit is in the English language.</p> | 100
58958 | 1336S-B040-AN-EN6-GM1-L6 | G | <p>This 1336 PLUS Adjustable Frequency AC drive is a 380-480V AC unit with 30 (40) kilowatts(horsepower) and has a(n) IP 00 (Open) enclosure. This unit is in the English language.</p> | 98.3696
58486 | 1336S-B040-AN-EN-L6 | G | <p>This 1336 PLUS Adjustable Frequency AC drive is a 380-480V AC unit with 30 (40) kilowatts(horsepower) and has a(n) IP 00 (Open) enclosure. This unit is in the English language.</p> | 100
58962 | 1336S-B040-AN-FR | G | <p>This 1336 PLUS Adjustable Frequency AC drive is a 380-480V AC unit with 30 (40) kilowatts(horsepower) and has a(n) IP 00 (Open) enclosure. This unit is in the French language.</p> | 97.5477
58349 | 1336S-B040-AN-FR4 | G | <p>This 1336 PLUS Adjustable Frequency AC drive is a 380-480V AC unit with 30 (40) kilowatts(horsepower) and has a(n) IP 00 (Open) enclosure. This unit is in the English language.</p> | 100
58727 | 1336S-B050-AA-EN4-HA2-L4 | G | <p>This 1336 PLUS Adjustable Frequency AC drive is a 380-480V AC unit with 37 (50) kilowatts(horsepower) and has a(n) IP 20 (NEMA 1) enclosure. This unit is in the English language.</p> | 98.9247
13745 | 1336S-B050-AA-EN4-HA2-L6 | G | Allen-Bradley 1336 PLUS Drive with 380-480V AC voltage, 50 horsepower rating and IP20 (NEMA 1) enclosure
58500 | 1336S-B050-AA-EN-L6 | G | <p>This 1336 PLUS Adjustable Frequency AC drive is a 380-480V AC unit with 37 (50) kilowatts(horsepower) and has a(n) IP 20 (NEMA 1) enclosure. This unit is in the English language.</p> | 100
58316 | 1336S-B050-AA-ES | G | <p>This 1336 PLUS Adjustable Frequency AC drive is a 380-480V AC unit with 37 (50) kilowatts(horsepower) and has a(n) IP 20 (NEMA 1) enclosure. This unit is in the Spanish language.</p> | 98.3871
58385 | 1336S-B050-AE-EN4 | G | <p>This 1336 PLUS Adjustable Frequency AC drive is a 380-480V AC unit with 37 (50) kilowatts(horsepower) and has a(n) IP 20 (NEMA 1)/EMC enclosure. This unit is in the English language.</p> | 98.9362
58757 | 1336S-B050-AJ-EN4-HJ2-L6 | G | <p>This 1336 PLUS Adjustable Frequency AC drive is a 380-480V AC unit with 37 (50) kilowatts(horsepower) and has a(n) IP 54 (NEMA 12) enclosure. This unit is in the English language.</p> | 98.3957
13746 | 1336S-B050-AN-EN | G | Allen-Bradley 1336 PLUS Drive with 380-480V AC voltage, 50 horsepower rating and IP00 (Open) enclosure
13747 | 1336S-B050-AN-EN3 | G | Allen-Bradley 1336 PLUS Drive with 380-480V AC voltage, 50 horsepower rating and IP00 (Open) enclosure
58756 | 1336S-B050-AN-EN3-HA2-L6 | G | <p>This 1336 PLUS Adjustable Frequency AC drive is a 380-480V AC unit with 37 (50) kilowatts(horsepower) and has a(n) IP 00 (Open) enclosure. This unit is in the English language.</p> | 98.913
13748 | 1336S-B050-AN-EN4 | G | Allen-Bradley 1336 PLUS Drive with 380-480V AC voltage, 50 horsepower rating and IP00 (Open) enclosure
58531 | 1336S-B050-AN-EN4-L6 | G | <p>This 1336 PLUS Adjustable Frequency AC drive is a 380-480V AC unit with 37 (50) kilowatts(horsepower) and has a(n) IP 00 (Open) enclosure. This unit is in the English language.</p> | 100
58368 | 1336S-B050-AN-EN5 | G | <p>This 1336 PLUS Adjustable Frequency AC drive is a 380-480V AC unit with 37 (50) kilowatts(horsepower) and has a(n) IP 00 (Open) enclosure. This unit is in the English language.</p> | 100
58577 | 1336S-B050-AN-EN5-GM1 | G | <p>This 1336 PLUS Adjustable Frequency AC drive is a 380-480V AC unit with 37 (50) kilowatts(horsepower) and has a(n) IP 00 (Open) enclosure. This unit is in the English language.</p> | 100
58712 | 1336S-B050-AN-EN5-HA2-L6 | G | <p>This 1336 PLUS Adjustable Frequency AC drive is a 380-480V AC unit with 37 (50) kilowatts(horsepower) and has a(n) IP 00 (Open) enclosure. This unit is in the English language.</p> | 100
13749 | 1336S-B060-AA-EN3 | G | Allen-Bradley 1336 PLUS Drive with 380-480V AC voltage, 60 horsepower rating and IP20 (NEMA 1) enclosure
13750 | 1336S-B060-AA-EN4 | G | Allen-Bradley 1336 PLUS Drive with 380-480V AC voltage, 60 horsepower rating and IP20 (NEMA 1) enclosure
58711 | 1336S-B060-AA-EN4-HA2-L6 | G | <p>This 1336 PLUS Adjustable Frequency AC drive is a 380-480V AC unit with 45 (60) kilowatts(horsepower) and has a(n) IP 20 (NEMA 1) enclosure. This unit is in the English language.</p> | 100
58519 | 1336S-B060-AA-EN4-L6 | G | <p>This 1336 PLUS Adjustable Frequency AC drive is a 380-480V AC unit with 45 (60) kilowatts(horsepower) and has a(n) IP 20 (NEMA 1) enclosure. This unit is in the English language.</p> | 100
58907 | 1336S-B060-AA-EN-GM2-HA1-L6 | G | <p>This 1336 PLUS Adjustable Frequency AC drive is a 380-480V AC unit with 45 (60) kilowatts(horsepower) and has a(n) IP 20 (NEMA 1) enclosure. This unit is in the English language.</p> | 98.9247
58347 | 1336S-B060-AE-DE4 | G | <p>This 1336 PLUS Adjustable Frequency AC drive is a 380-480V AC unit with 45 (60) kilowatts(horsepower) and has a(n) IP 20 (NEMA 1)/EMC enclosure. This unit is in the English language.</p> | 100
13751 | 1336S-B060-AE-FR | G | Allen-Bradley 1336 PLUS Drive with 380-480V AC voltage, 60 horsepower rating and IP20 (NEMA 1)/EMC enclosure
58384 | 1336S-B060-AE-IT4 | G | <p>This 1336 PLUS Adjustable Frequency AC drive is a 380-480V AC unit with 45 (60) kilowatts(horsepower) and has a(n) IP 20 (NEMA 1)/EMC enclosure. This unit is in the English language.</p> | 98.9474
58419 | 1336S-B060-AN-EN4 | G | <p>This 1336 PLUS Adjustable Frequency AC drive is a 380-480V AC unit with 45 (60) kilowatts(horsepower) and has a(n) IP 00 (Open) enclosure. This unit is in the English language.</p> | 100
58755 | 1336S-B060-AN-EN4-HA1-L6 | G | <p>This 1336 PLUS Adjustable Frequency AC drive is a 380-480V AC unit with 45 (60) kilowatts(horsepower) and has a(n) IP 00 (Open) enclosure. This unit is in the English language.</p> | 100
58984 | 1336S-B060-AN-EN-GM1-L6 | G | <p>This 1336 PLUS Adjustable Frequency AC drive is a 380-480V AC unit with 45 (60) kilowatts(horsepower) and has a(n) IP 00 (Open) enclosure. This unit is in the English language.</p> | 97.8378
13752 | 1336S-B060-AX-EN-L6 | G | Allen-Bradley 1336 PLUS Drive with 380-480V AC voltage and 60 horsepower rating
58306 | 1336S-B075-AA-EN | G | <p>This 1336 PLUS Adjustable Frequency AC drive is a 380-480V AC unit with 56 (75) kilowatts(horsepower) and has a(n) IP 20 (NEMA 1) enclosure. This unit is in the English language.</p> | 100
58383 | 1336S-B075-AA-EN4 | G | <p>This 1336 PLUS Adjustable Frequency AC drive is a 380-480V AC unit with 56 (75) kilowatts(horsepower) and has a(n) IP 20 (NEMA 1) enclosure. This unit is in the English language.</p> | 100
58710 | 1336S-B075-AA-EN4-HA2-L6 | G | <p>This 1336 PLUS Adjustable Frequency AC drive is a 380-480V AC unit with 56 (75) kilowatts(horsepower) and has a(n) IP 20 (NEMA 1) enclosure. This unit is in the English language.</p> | 100
13753 | 1336S-B075-AA-EN-GM1-HA2 | G | Allen-Bradley 1336 PLUS Drive with 380-480V AC voltage, 75 horsepower rating and IP20 (NEMA 1) enclosure
58918 | 1336S-B075-AA-EN-GM1-HA2-L6E | G | <p>This 1336 PLUS Adjustable Frequency AC drive is a 380-480V AC unit with 56 (75) kilowatts(horsepower) and has a(n) IP 20 (NEMA 1) enclosure. This unit is in the English language.</p> | 98.9305
58906 | 1336S-B075-AA-EN-GM2-HA1-L6 | G | <p>This 1336 PLUS Adjustable Frequency AC drive is a 380-480V AC unit with 56 (75) kilowatts(horsepower) and has a(n) IP 20 (NEMA 1) enclosure. This unit is in the English language.</p> | 100
58687 | 1336S-B075-AA-EN-HA1-L6 | G | <p>This 1336 PLUS Adjustable Frequency AC drive is a 380-480V AC unit with 56 (75) kilowatts(horsepower) and has a(n) IP 20 (NEMA 1) enclosure. This unit is in the English language.</p> | 100
58663 | 1336S-B075-AA-EN-HA2-L6 | G | <p>This 1336 PLUS Adjustable Frequency AC drive is a 380-480V AC unit with 56 (75) kilowatts(horsepower) and has a(n) IP 20 (NEMA 1) enclosure. This unit is in the English language.</p> | 100
58359 | 1336S-B075-AE-DE4 | G | <p>This 1336 PLUS Adjustable Frequency AC drive is a 380-480V AC unit with 56 (75) kilowatts(horsepower) and has a(n) IP 20 (NEMA 1)/EMC enclosure. This unit is in the English language.</p> | 98.9529
58364 | 1336S-B075-AE-DE5 | G | <p>This 1336 PLUS Adjustable Frequency AC drive is a 380-480V AC unit with 56 (75) kilowatts(horsepower) and has a(n) IP 20 (NEMA 1)/EMC enclosure. This unit is in the German language.</p> | 96.063
58348 | 1336S-B075-AE-EN5 | G | <p>This 1336 PLUS Adjustable Frequency AC drive is a 380-480V AC unit with 56 (75) kilowatts(horsepower) and has a(n) IP 20 (NEMA 1)/EMC enclosure. This unit is in the English language.</p> | 100
13754 | 1336S-B075-AN-EN | G | Allen-Bradley 1336 PLUS Drive with 380-480V AC voltage, 75 horsepower rating and IP00 (Open) enclosure
58754 | 1336S-B075-AN-EN4-HA1-L6 | G | <p>This 1336 PLUS Adjustable Frequency AC drive is a 380-480V AC unit with 56 (75) kilowatts(horsepower) and has a(n) IP 00 (Open) enclosure. This unit is in the English language.</p> | 98.9189
58723 | 1336S-B075-AN-EN4-HA2-L6 | G | <p>This 1336 PLUS Adjustable Frequency AC drive is a 380-480V AC unit with 56 (75) kilowatts(horsepower) and has a(n) IP 00 (Open) enclosure. This unit is in the English language.</p> | 100
58535 | 1336S-B075-AN-EN4-L6 | G | <p>This 1336 PLUS Adjustable Frequency AC drive is a 380-480V AC unit with 56 (75) kilowatts(horsepower) and has a(n) IP 00 (Open) enclosure. This unit is in the English language.</p> | 100
58608 | 1336S-B075-AN-EN6-HA1 | G | <p>This 1336 PLUS Adjustable Frequency AC drive is a 380-480V AC unit with 56 (75) kilowatts(horsepower) and has a(n) IP 00 (Open) enclosure. This unit is in the English language.</p> | 100
58499 | 1336S-B075-AN-EN-L4 | G | <p>This 1336 PLUS Adjustable Frequency AC drive is a 380-480V AC unit with 56 (75) kilowatts(horsepower) and has a(n) IP 00 (Open) enclosure. This unit is in the English language.</p> | 100
13755 | 1336S-B075-AN-EN-L6 | G | Allen-Bradley 1336 PLUS Drive with 380-480V AC voltage, 75 horsepower rating and IP00 (Open) enclosure
58320 | 1336S-B075-AN-FR | G | <p>This 1336 PLUS Adjustable Frequency AC drive is a 380-480V AC unit with 56 (75) kilowatts(horsepower) and has a(n) IP 00 (Open) enclosure. This unit is in the French language.</p> | 98.913
58382 | 1336S-B075-AN-FR4 | G | <p>This 1336 PLUS Adjustable Frequency AC drive is a 380-480V AC unit with 56 (75) kilowatts(horsepower) and has a(n) IP 00 (Open) enclosure. This unit is in the English language.</p> | 100
58508 | 1336S-B075-AN-HA1-L5 | G | <p>This 1336 PLUS Adjustable Frequency AC drive is a 380-480V AC unit with 56 (75) kilowatts(horsepower) and has a(n) IP 00 (Open) enclosure. This unit is in the English language.</p> | 100
58381 | 1336S-B077-AA-EN6 | G | <p>This 1336 PLUS Adjustable Frequency AC drive is a 380-480V AC unit with 0.37 (0.5) kilowatts(horsepower) and has a(n) IP 20 (NEMA 1) enclosure. This unit is in the English language.</p> | 100
58996 | 1336S-B100-AA-EN3-HA1-L6 | G | <p>This 1336 PLUS Adjustable Frequency AC drive is a 380-480V AC unit with 75 (100) kilowatts(horsepower) and has a(n) IP 20 (NEMA 1) enclosure. This unit is in the English language.</p> | 100
58693 | 1336S-B100-AA-EN4-HAB-L6 | G | <p>This 1336 PLUS Adjustable Frequency AC drive is a 380-480V AC unit with 75 (100) kilowatts(horsepower) and has a(n) IP 20 (NEMA 1) enclosure. This unit is in the English language.</p> | 100
58753 | 1336S-B100-AA-EN4-HAP-L6 | G | <p>This 1336 PLUS Adjustable Frequency AC drive is a 380-480V AC unit with 75 (100) kilowatts(horsepower) and has a(n) IP 20 (NEMA 1) enclosure. This unit is in the English language.</p> | 100
59037 | 1336S-B100-AA-EN915-HA1-L6 | G | <p>This 1336 PLUS Adjustable Frequency AC drive is a 380-480V AC unit with 75 (100) kilowatts(horsepower) and has a(n) IP 20 (NEMA 1) enclosure. This unit is in the English language.</p> |  | 5
58662 | 1336S-B100-AA-EN-HA2-L4 | G | <p>This 1336 PLUS Adjustable Frequency AC drive is a 380-480V AC unit with 75 (100) kilowatts(horsepower) and has a(n) IP 20 (NEMA 1) enclosure. This unit is in the English language.</p> | 100
58337 | 1336S-B100-AN-EN4 | G | <p>This 1336 PLUS Adjustable Frequency AC drive is a 380-480V AC unit with 75 (100) kilowatts(horsepower) and has a(n) IP 00 (Open) enclosure. This unit is in the English language.</p> | 100
58926 | 1336S-B100-AN-EN4-GM1-HAP-L6 | G | <p>This 1336 PLUS Adjustable Frequency AC drive is a 380-480V AC unit with 75 (100) kilowatts(horsepower) and has a(n) IP 00 (Open) enclosure. This unit is in the English language.</p> | 99.4595
58484 | 1336S-B100-AN-EN-L6 | G | <p>This 1336 PLUS Adjustable Frequency AC drive is a 380-480V AC unit with 75 (100) kilowatts(horsepower) and has a(n) IP 00 (Open) enclosure. This unit is in the English language.</p> | 100
58674 | 1336S-B105-AA-EN-HA2-L6 | G | <p>This 1336 PLUS Adjustable Frequency AC drive is a 380-480V AC unit with 0.37 (0.5) kilowatts(horsepower) and has a(n) IP 20 (NEMA 1) enclosure. This unit is in the English language.</p> | 98.6667
58326 | 1336S-B125-AA-EN | G | <p>This 1336 PLUS Adjustable Frequency AC drive is a 380-480V AC unit with 93 (125) kilowatts(horsepower) and has a(n) IP 20 (NEMA 1) enclosure. This unit is in the English language.</p> | 100
58380 | 1336S-B125-AA-EN4 | G | <p>This 1336 PLUS Adjustable Frequency AC drive is a 380-480V AC unit with 93 (125) kilowatts(horsepower) and has a(n) IP 20 (NEMA 1) enclosure. This unit is in the English language.</p> | 100
58724 | 1336S-B125-AA-EN4-HA1-L4 | G | <p>This 1336 PLUS Adjustable Frequency AC drive is a 380-480V AC unit with 93 (125) kilowatts(horsepower) and has a(n) IP 20 (NEMA 1) enclosure. This unit is in the English language.</p> | 100
58752 | 1336S-B125-AA-EN4-HA2-L6 | G | <p>This 1336 PLUS Adjustable Frequency AC drive is a 380-480V AC unit with 93 (125) kilowatts(horsepower) and has a(n) IP 20 (NEMA 1) enclosure. This unit is in the English language.</p> | 98.6595
13756 | 1336S-B125-AA-EN6-HA2 | G | Allen-Bradley 1336 PLUS Drive with 380-480V AC voltage, 125 horsepower rating and IP20 (NEMA 1) enclosure
58325 | 1336S-B125-AN-EN | G | <p>This 1336 PLUS Adjustable Frequency AC drive is a 380-480V AC unit with 93 (125) kilowatts(horsepower) and has a(n) IP 00 (Open) enclosure. This unit is in the English language.</p> | 100
58925 | 1336S-B125-AN-EN3-GM1-HA2-L6 | G | <p>This 1336 PLUS Adjustable Frequency AC drive is a 380-480V AC unit with 93 (125) kilowatts(horsepower) and has a(n) IP 00 (Open) enclosure. This unit is in the English language.</p> | 98.645
13757 | 1336S-B125-AN-EN4-L6 | G | Allen-Bradley 1336 PLUS Drive with 380-480V AC voltage, 125 horsepower rating and IP00 (Open) enclosure
58379 | 1336S-B125-AN-EN5 | G | <p>This 1336 PLUS Adjustable Frequency AC drive is a 380-480V AC unit with 93 (125) kilowatts(horsepower) and has a(n) IP 00 (Open) enclosure. This unit is in the English language.</p> | 100
58352 | 1336S-B125-AN-EN6 | G | <p>This 1336 PLUS Adjustable Frequency AC drive is a 380-480V AC unit with 93 (125) kilowatts(horsepower) and has a(n) IP 00 (Open) enclosure. This unit is in the English language.</p> | 100
58324 | 1336S-B150-AN-EN | G | <p>This 1336 PLUS Adjustable Frequency AC drive is a 380-480V AC unit with 112 (150) kilowatts(horsepower) and has a(n) IP 00 (Open) enclosure. This unit is in the English language.</p> | 100
58417 | 1336S-B150-AN-EN4 | G | <p>This 1336 PLUS Adjustable Frequency AC drive is a 380-480V AC unit with 112 (150) kilowatts(horsepower) and has a(n) IP 00 (Open) enclosure. This unit is in the English language.</p> | 100
58607 | 1336S-B150-AN-EN4-HAP | G | <p>This 1336 PLUS Adjustable Frequency AC drive is a 380-480V AC unit with 112 (150) kilowatts(horsepower) and has a(n) IP 00 (Open) enclosure. This unit is in the English language.</p> | 99.4595
58558 | 1336S-B150-AN-EN4-L6 | G | <p>This 1336 PLUS Adjustable Frequency AC drive is a 380-480V AC unit with 112 (150) kilowatts(horsepower) and has a(n) IP 00 (Open) enclosure. This unit is in the English language.</p> | 100
58751 | 1336S-B200-AN-EN4-HA1-L6 | G | <p>This 1336 PLUS Adjustable Frequency AC drive is a 380-480V AC unit with 149 (200) kilowatts(horsepower) and has a(n) IP 00 (Open) enclosure. This unit is in the English language.</p> | 98.9189
58491 | 1336S-B200-AN-EN-L6 | G | <p>This 1336 PLUS Adjustable Frequency AC drive is a 380-480V AC unit with 149 (200) kilowatts(horsepower) and has a(n) IP 00 (Open) enclosure. This unit is in the English language.</p> | 100
58416 | 1336S-B250-AN-EN4 | G | <p>This 1336 PLUS Adjustable Frequency AC drive is a 380-480V AC unit with 187 (250) kilowatts(horsepower) and has a(n) IP 00 (Open) enclosure. This unit is in the English language.</p> | 98.9247
58485 | 1336S-B400-AN-EN-L6 | G | <p>This 1336 PLUS Adjustable Frequency AC drive is a 380-480V AC unit with 298 (400) kilowatts(horsepower) and has a(n) IP 00 (Open) enclosure. This unit is in the English language.</p> | 98.3871
58561 | 1336S-B500-AN-EN4-L6 | G | <p>This 1336 PLUS Adjustable Frequency AC drive is a 380-480V AC unit with 373 (500) kilowatts(horsepower) and has a(n) IP 00 (Open) enclosure. This unit is in the English language.</p> | 99.4595
59026 | 1336S-BP350-AA-CM-EN4-HA2-L6 | G | <p>This 1336 PLUS Adjustable Frequency AC drive is a 380-480V AC (F Frame) unit with 261 (350) kilowatts(horsepower) and has a(n) IP 20 (NEMA 1) enclosure. This unit is in the English language.</p> | 95.8333
58378 | 1336S-BRF05-AA-EN | G | <p>This 1336 PLUS Adjustable Frequency AC drive is a 380-480VAC or 513-620V DC unit with 0.37 (0.5) kilowatts(horsepower) and has a(n) IP 20 (NEMA 1) enclosure. This unit is in the English language.</p> | 100
58469 | 1336S-BRF05-AA-EN3 | G | <p>This 1336 PLUS Adjustable Frequency AC drive is a 380-480VAC or 513-620V DC unit with 0.37 (0.5) kilowatts(horsepower) and has a(n) IP 20 (NEMA 1) enclosure. This unit is in the English language.</p> | 100
13758 | 1336S-BRF05-AA-EN4 | G | Allen-Bradley 1336 PLUS Drive with 380-480V AC or 513-620V DC voltage, 0.5 horsepower rating and IP20 (NEMA 1) enclosure
58650 | 1336S-BRF05-AA-EN4-HA2 | G | <p>This 1336 PLUS Adjustable Frequency AC drive is a 380-480VAC or 513-620V DC unit with 0.37 (0.5) kilowatts(horsepower) and has a(n) IP 20 (NEMA 1) enclosure. This unit is in the English language.</p> | 100
58836 | 1336S-BRF05-AA-EN4-HA2-L4 | G | <p>This 1336 PLUS Adjustable Frequency AC drive is a 380-480VAC or 513-620V DC unit with 0.37 (0.5) kilowatts(horsepower) and has a(n) IP 20 (NEMA 1) enclosure. This unit is in the English language.</p> | 100
58898 | 1336S-BRF05-AA-EN4-HA2-L5E | G | <p>This 1336 PLUS Adjustable Frequency AC drive is a 380-480VAC or 513-620V DC unit with 0.37 (0.5) kilowatts(horsepower) and has a(n) IP 20 (NEMA 1) enclosure. This unit is in the English language.</p> | 98.7715
58870 | 1336S-BRF05-AA-EN4-HAP-L4 | G | <p>This 1336 PLUS Adjustable Frequency AC drive is a 380-480VAC or 513-620V DC unit with 0.37 (0.5) kilowatts(horsepower) and has a(n) IP 20 (NEMA 1) enclosure. This unit is in the English language.</p> | 100
58828 | 1336S-BRF05-AA-EN4-HAP-L5 | G | <p>This 1336 PLUS Adjustable Frequency AC drive is a 380-480VAC or 513-620V DC unit with 0.37 (0.5) kilowatts(horsepower) and has a(n) IP 20 (NEMA 1) enclosure. This unit is in the English language.</p> | 100
58629 | 1336S-BRF05-AA-EN4-L4E | G | <p>This 1336 PLUS Adjustable Frequency AC drive is a 380-480VAC or 513-620V DC unit with 0.37 (0.5) kilowatts(horsepower) and has a(n) IP 20 (NEMA 1) enclosure. This unit is in the English language.</p> | 100
58468 | 1336S-BRF05-AA-EN5 | G | <p>This 1336 PLUS Adjustable Frequency AC drive is a 380-480VAC or 513-620V DC unit with 0.37 (0.5) kilowatts(horsepower) and has a(n) IP 20 (NEMA 1) enclosure. This unit is in the English language.</p> | 100
58750 | 1336S-BRF05-AA-EN-HA2-L6 | G | <p>This 1336 PLUS Adjustable Frequency AC drive is a 380-480VAC or 513-620V DC unit with 0.37 (0.5) kilowatts(horsepower) and has a(n) IP 20 (NEMA 1) enclosure. This unit is in the English language.</p> | 100
58807 | 1336S-BRF05-AA-EN-HA2-L6E | G | <p>This 1336 PLUS Adjustable Frequency AC drive is a 380-480VAC or 513-620V DC unit with 0.37 (0.5) kilowatts(horsepower) and has a(n) IP 20 (NEMA 1) enclosure. This unit is in the English language.</p> | 100
58534 | 1336S-BRF05-AA-EN-L6 | G | <p>This 1336 PLUS Adjustable Frequency AC drive is a 380-480VAC or 513-620V DC unit with 0.37 (0.5) kilowatts(horsepower) and has a(n) IP 20 (NEMA 1) enclosure. This unit is in the English language.</p> | 100
58467 | 1336S-BRF05-AA-ES4 | G | <p>This 1336 PLUS Adjustable Frequency AC drive is a 380-480VAC or 513-620V DC unit with 0.37 (0.5) kilowatts(horsepower) and has a(n) IP 20 (NEMA 1) enclosure. This unit is in the English language.</p> | 100
13759 | 1336S-BRF05-AA-FR4-L4 | G | Allen-Bradley 1336 PLUS Drive with 380-480V AC or 513-620V DC voltage, 0.5 horsepower rating and IP20 (NEMA 1) enclosure
58466 | 1336S-BRF05-AE-DE4 | G | <p>This 1336 PLUS Adjustable Frequency AC drive is a 380-480VAC or 513-620V DC unit with 0.37 (0.5) kilowatts(horsepower) and has a(n) IP 20 (NEMA 1)/EMC enclosure. This unit is in the English language.</p> | 99.0244
13760 | 1336S-BRF05-AE-EN4-HAB-L5E | G | Allen-Bradley 1336 PLUS Drive with 380-480V AC or 513-620V DC voltage, 0.5 horsepower rating and IP20 (NEMA 1)/EMC enclosure
13761 | 1336S-BRF05-AN-EN | G | Allen-Bradley 1336 PLUS Drive with 380-480V AC or 513-620V DC voltage, 0.5 horsepower rating and IP00 (Open) enclosure
13762 | 1336S-BRF05-AN-EN-HA2-L6 | G | Allen-Bradley 1336 PLUS Drive with 380-480V AC or 513-620V DC voltage, 0.5 horsepower rating and IP00 (Open) enclosure
58791 | 1336S-BRF05-AN-EN-HAB-L6 | G | <p>This 1336 PLUS Adjustable Frequency AC drive is a 380-480VAC or 513-620V DC unit with 0.37 (0.5) kilowatts(horsepower) and has a(n) IP 00 (Open) enclosure. This unit is in the English language.</p> | 98.7469
58606 | 1336S-BRF07-AA-EN4-L6 | G | <p>This 1336 PLUS Adjustable Frequency AC drive is a 380-480VAC or 513-620V DC unit with 0.56 (0.75) kilowatts(horsepower) and has a(n) IP 20 (NEMA 1) enclosure. This unit is in the English language.</p> | 100
58986 | 1336S-BRF07-AA-EN-HA2-L4 | G | <p>This 1336 PLUS Adjustable Frequency AC drive is a 380-480VAC or 513-620V DC unit with 0.56 (0.75) kilowatts(horsepower) and has a(n) IP 20 (NEMA 1) enclosure. This unit is in the English language.</p> | 98.2716
58465 | 1336S-BRF07-AA-ES4 | G | <p>This 1336 PLUS Adjustable Frequency AC drive is a 380-480VAC or 513-620V DC unit with 0.56 (0.75) kilowatts(horsepower) and has a(n) IP 20 (NEMA 1) enclosure. This unit is in the English language.</p> | 100
58430 | 1336S-BRF07-AE-DE4 | G | <p>This 1336 PLUS Adjustable Frequency AC drive is a 380-480VAC or 513-620V DC unit with 0.56 (0.75) kilowatts(horsepower) and has a(n) IP 20 (NEMA 1)/EMC enclosure. This unit is in the English language.</p> | 99.0291
13763 | 1336S-BRF07-AE-EN4-L5 | G | Allen-Bradley 1336 PLUS Drive with 380-480V AC or 513-620V DC voltage, 0.75 horsepower rating and IP20 (NEMA 1)/EMC enclosure
13764 | 1336S-BRF07-AN-EN3 | G | Allen-Bradley 1336 PLUS Drive with 380-480V AC or 513-620V DC voltage, 0.75 horsepower rating and IP00 (Open) enclosure
58432 | 1336S-BRF07-AN-EN4 | G | <p>This 1336 PLUS Adjustable Frequency AC drive is a 380-480VAC or 513-620V DC unit with 0.56 (0.75) kilowatts(horsepower) and has a(n) IP 00 (Open) enclosure. This unit is in the English language.</p> | 98.7593
58420 | 1336S-BRF100-AA-EN | G | <p>This 1336 PLUS Adjustable Frequency AC drive is a 380-480VAC or 513-620V DC unit with 7.5 (10) kilowatts(horsepower) and has a(n) IP 20 (NEMA 1) enclosure. This unit is in the English language.</p> | 100
58507 | 1336S-BRF100-AA-EN3 | G | <p>This 1336 PLUS Adjustable Frequency AC drive is a 380-480VAC or 513-620V DC unit with 7.5 (10) kilowatts(horsepower) and has a(n) IP 20 (NEMA 1) enclosure. This unit is in the English language.</p> | 100
13781 | 1336S-BRF100-AA-EN4 | G | Allen-Bradley 1336 PLUS Drive with 380-480V AC or 513-620V DC voltage, 10 horsepower rating and IP20 (NEMA 1) enclosure
58668 | 1336S-BRF100-AA-EN4-HA1 | G | <p>This 1336 PLUS Adjustable Frequency AC drive is a 380-480VAC or 513-620V DC unit with 7.5 (10) kilowatts(horsepower) and has a(n) IP 20 (NEMA 1) enclosure. This unit is in the English language.</p> | 100
13782 | 1336S-BRF100-AA-EN4-HA1-L6 | G | Allen-Bradley 1336 PLUS Drive with 380-480V AC or 513-620V DC voltage, 10 horsepower rating and IP20 (NEMA 1) enclosure
58657 | 1336S-BRF100-AA-EN4-HA2 | G | <p>This 1336 PLUS Adjustable Frequency AC drive is a 380-480VAC or 513-620V DC unit with 7.5 (10) kilowatts(horsepower) and has a(n) IP 20 (NEMA 1) enclosure. This unit is in the English language.</p> | 100
13783 | 1336S-BRF100-AA-EN4-HA2-L4 | G | Allen-Bradley 1336 PLUS Drive with 380-480V AC or 513-620V DC voltage, 10 horsepower rating and IP20 (NEMA 1) enclosure
13784 | 1336S-BRF100-AA-EN4-HA2-L5 | G | Allen-Bradley 1336 PLUS Drive with 380-480V AC or 513-620V DC voltage, 10 horsepower rating and IP20 (NEMA 1) enclosure
58903 | 1336S-BRF100-AA-EN4-HA2-L6 | G | <p>This 1336 PLUS Adjustable Frequency AC drive is a 380-480VAC or 513-620V DC unit with 7.5 (10) kilowatts(horsepower) and has a(n) IP 20 (NEMA 1) enclosure. This unit is in the English language.</p> | 99.005
13785 | 1336S-BRF100-AA-EN4-HA2-L9E | G | Allen-Bradley 1336 PLUS Drive with 380-480V AC or 513-620V DC voltage, 10 horsepower rating and IP20 (NEMA 1) enclosure
58885 | 1336S-BRF100-AA-EN4-HAP-L5 | G | <p>This 1336 PLUS Adjustable Frequency AC drive is a 380-480VAC or 513-620V DC unit with 7.5 (10) kilowatts(horsepower) and has a(n) IP 20 (NEMA 1) enclosure. This unit is in the English language.</p> | 100
58632 | 1336S-BRF100-AA-EN4-L6 | G | <p>This 1336 PLUS Adjustable Frequency AC drive is a 380-480VAC or 513-620V DC unit with 7.5 (10) kilowatts(horsepower) and has a(n) IP 20 (NEMA 1) enclosure. This unit is in the English language.</p> | 100
13786 | 1336S-BRF100-AA-EN5 | G | Allen-Bradley 1336 PLUS Drive with 380-480V AC or 513-620V DC voltage, 10 horsepower rating and IP20 (NEMA 1) enclosure
58896 | 1336S-BRF100-AA-EN5-L5-HA2 | G | <p>This 1336 PLUS Adjustable Frequency AC drive is a 380-480VAC or 513-620V DC unit with 7.5 (10) kilowatts(horsepower) and has a(n) IP 20 (NEMA 1) enclosure. This unit is in the English language.</p> | 100
58623 | 1336S-BRF100-AA-EN5-L6 | G | <p>This 1336 PLUS Adjustable Frequency AC drive is a 380-480VAC or 513-620V DC unit with 7.5 (10) kilowatts(horsepower) and has a(n) IP 20 (NEMA 1) enclosure. This unit is in the English language.</p> | 100
13777 | 1336S-BRF100-AA-EN-HA1-L5 | G | Allen-Bradley 1336 PLUS Drive with 380-480V AC or 513-620V DC voltage, 10 horsepower rating and IP20 (NEMA 1) enclosure
58869 | 1336S-BRF100-AA-EN-HA1-L6 | G | <p>This 1336 PLUS Adjustable Frequency AC drive is a 380-480VAC or 513-620V DC unit with 7.5 (10) kilowatts(horsepower) and has a(n) IP 20 (NEMA 1) enclosure. This unit is in the English language.</p> | 100
13778 | 1336S-BRF100-AA-EN-HA2-L4 | G | Allen-Bradley 1336 PLUS Drive with 380-480V AC or 513-620V DC voltage, 10 horsepower rating and IP20 (NEMA 1) enclosure
13779 | 1336S-BRF100-AA-EN-HA2-L6 | G | Allen-Bradley 1336 PLUS Drive with 380-480V AC or 513-620V DC voltage, 10 horsepower rating and IP20 (NEMA 1) enclosure
13780 | 1336S-BRF100-AA-EN-L6 | G | Allen-Bradley 1336 PLUS Drive with 380-480V AC or 513-620V DC voltage, 10 horsepower rating and IP20 (NEMA 1) enclosure
58498 | 1336S-BRF100-AA-ES5 | G | <p>This 1336 PLUS Adjustable Frequency AC drive is a 380-480VAC or 513-620V DC unit with 7.5 (10) kilowatts(horsepower) and has a(n) IP 20 (NEMA 1) enclosure. This unit is in the Spanish language.</p> | 98.5075
13787 | 1336S-BRF100-AA-ES-L6 | G | Allen-Bradley 1336 PLUS Drive with 380-480V AC or 513-620V DC voltage, 10 horsepower rating and IP20 (NEMA 1) enclosure
58477 | 1336S-BRF100-AE-EN | G | <p>This 1336 PLUS Adjustable Frequency AC drive is a 380-480VAC or 513-620V DC unit with 7.5 (10) kilowatts(horsepower) and has a(n) IP 20 (NEMA 1)/EMC enclosure. This unit is in the English language.</p> | 100
13788 | 1336S-BRF100-AE-EN4 | G | Allen-Bradley 1336 PLUS Drive with 380-480V AC or 513-620V DC voltage, 10 horsepower rating and IP20 (NEMA 1)/EMC enclosure
58627 | 1336S-BRF100-AE-EN4-L5 | G | <p>This 1336 PLUS Adjustable Frequency AC drive is a 380-480VAC or 513-620V DC unit with 7.5 (10) kilowatts(horsepower) and has a(n) IP 20 (NEMA 1)/EMC enclosure. This unit is in the English language.</p> | 99.0148
58575 | 1336S-BRF100-AE-EN-L5 | G | <p>This 1336 PLUS Adjustable Frequency AC drive is a 380-480VAC or 513-620V DC unit with 7.5 (10) kilowatts(horsepower) and has a(n) IP 20 (NEMA 1)/EMC enclosure. This unit is in the English language.</p> | 100
13789 | 1336S-BRF100-AN-DE4 | G | Allen-Bradley 1336 PLUS Drive with 380-480V AC or 513-620V DC voltage, 10 horsepower rating and IP00 (Open) enclosure
13790 | 1336S-BRF100-AN-EN | G | Allen-Bradley 1336 PLUS Drive with 380-480V AC or 513-620V DC voltage, 10 horsepower rating and IP00 (Open) enclosure
13792 | 1336S-BRF100-AN-EN10 | G | Allen-Bradley 1336 PLUS Drive with 380-480V AC or 513-620V DC voltage, 10 horsepower rating and IP00 (Open) enclosure
13793 | 1336S-BRF100-AN-EN3 | G | Allen-Bradley 1336 PLUS Drive with 380-480V AC or 513-620V DC voltage, 10 horsepower rating and IP00 (Open) enclosure
58884 | 1336S-BRF100-AN-EN3-HA2-L5 | G | <p>This 1336 PLUS Adjustable Frequency AC drive is a 380-480VAC or 513-620V DC unit with 7.5 (10) kilowatts(horsepower) and has a(n) IP 00 (Open) enclosure. This unit is in the English language.</p> | 100
13794 | 1336S-BRF100-AN-EN4 | G | Allen-Bradley 1336 PLUS Drive with 380-480V AC or 513-620V DC voltage, 10 horsepower rating and IP00 (Open) enclosure
58887 | 1336S-BRF100-AN-EN4-HA1-L4 | G | <p>This 1336 PLUS Adjustable Frequency AC drive is a 380-480VAC or 513-620V DC unit with 7.5 (10) kilowatts(horsepower) and has a(n) IP 00 (Open) enclosure. This unit is in the English language.</p> | 98.995
13795 | 1336S-BRF100-AN-EN4-HA2 | G | Allen-Bradley 1336 PLUS Drive with 380-480V AC or 513-620V DC voltage, 10 horsepower rating and IP00 (Open) enclosure
13796 | 1336S-BRF100-AN-EN4-L5 | G | Allen-Bradley 1336 PLUS Drive with 380-480V AC or 513-620V DC voltage, 10 horsepower rating and IP00 (Open) enclosure
13797 | 1336S-BRF100-AN-EN4-L6 | G | Allen-Bradley 1336 PLUS Drive with 380-480V AC or 513-620V DC voltage, 10 horsepower rating and IP00 (Open) enclosure
13798 | 1336S-BRF100-AN-EN5 | G | Allen-Bradley 1336 PLUS Drive with 380-480V AC or 513-620V DC voltage, 10 horsepower rating and IP00 (Open) enclosure
13791 | 1336S-BRF100-AN-EN-HA1 | G | Allen-Bradley 1336 PLUS Drive with 380-480V AC or 513-620V DC voltage, 10 horsepower rating and IP00 (Open) enclosure
58868 | 1336S-BRF100-AN-EN-HA2-L6 | G | <p>This 1336 PLUS Adjustable Frequency AC drive is a 380-480VAC or 513-620V DC unit with 7.5 (10) kilowatts(horsepower) and has a(n) IP 00 (Open) enclosure. This unit is in the English language.</p> | 100
58867 | 1336S-BRF100-AN-EN-HAP-L6 | G | <p>This 1336 PLUS Adjustable Frequency AC drive is a 380-480VAC or 513-620V DC unit with 7.5 (10) kilowatts(horsepower) and has a(n) IP 00 (Open) enclosure. This unit is in the English language.</p> | 100
58616 | 1336S-BRF100-AN-EN-L5 | G | <p>This 1336 PLUS Adjustable Frequency AC drive is a 380-480VAC or 513-620V DC unit with 7.5 (10) kilowatts(horsepower) and has a(n) IP 00 (Open) enclosure. This unit is in the English language.</p> | 100
58602 | 1336S-BRF100-AN-EN-L6 | G | <p>This 1336 PLUS Adjustable Frequency AC drive is a 380-480VAC or 513-620V DC unit with 7.5 (10) kilowatts(horsepower) and has a(n) IP 00 (Open) enclosure. This unit is in the English language.</p> | 100
58490 | 1336S-BRF100-AN-FR4 | G | <p>This 1336 PLUS Adjustable Frequency AC drive is a 380-480VAC or 513-620V DC unit with 7.5 (10) kilowatts(horsepower) and has a(n) IP 00 (Open) enclosure. This unit is in the English language.</p> | 100
58339 | 1336S-BRF10-AA-EN | G | <p>This 1336 PLUS Adjustable Frequency AC drive is a 380-480VAC or 513-620V DC unit with 0.75 (1) kilowatts(horsepower) and has a(n) IP 20 (NEMA 1) enclosure. This unit is in the English language.</p> | 100
58423 | 1336S-BRF10-AA-EN4 | G | <p>This 1336 PLUS Adjustable Frequency AC drive is a 380-480VAC or 513-620V DC unit with 0.75 (1) kilowatts(horsepower) and has a(n) IP 20 (NEMA 1) enclosure. This unit is in the English language.</p> | 100
58891 | 1336S-BRF10-AA-EN4-HA1-L4E | G | <p>This 1336 PLUS Adjustable Frequency AC drive is a 380-480VAC or 513-620V DC unit with 0.75 (1) kilowatts(horsepower) and has a(n) IP 20 (NEMA 1) enclosure. This unit is in the English language.</p> | 100
58995 | 1336S-BRF10-AA-EN4-HA1-L5 | G | <p>This 1336 PLUS Adjustable Frequency AC drive is a 380-480VAC or 513-620V DC unit with 0.75 (1) kilowatts(horsepower) and has a(n) IP 20 (NEMA 1) enclosure. This unit is in the English language.</p> | 98.7531
13767 | 1336S-BRF10-AA-EN4-HA1-L6 | G | Allen-Bradley 1336 PLUS Drive with 380-480V AC or 513-620V DC voltage, 1 horsepower rating and IP20 (NEMA 1) enclosure
58637 | 1336S-BRF10-AA-EN4-HA2 | G | <p>This 1336 PLUS Adjustable Frequency AC drive is a 380-480VAC or 513-620V DC unit with 0.75 (1) kilowatts(horsepower) and has a(n) IP 20 (NEMA 1) enclosure. This unit is in the English language.</p> | 100
58835 | 1336S-BRF10-AA-EN4-HA2-L4 | G | <p>This 1336 PLUS Adjustable Frequency AC drive is a 380-480VAC or 513-620V DC unit with 0.75 (1) kilowatts(horsepower) and has a(n) IP 20 (NEMA 1) enclosure. This unit is in the English language.</p> | 100
13768 | 1336S-BRF10-AA-EN4-HA2-L5 | G | Allen-Bradley 1336 PLUS Drive with 380-480V AC or 513-620V DC voltage, 1 horsepower rating and IP20 (NEMA 1) enclosure
58806 | 1336S-BRF10-AA-EN4-HA2-L6 | G | <p>This 1336 PLUS Adjustable Frequency AC drive is a 380-480VAC or 513-620V DC unit with 0.75 (1) kilowatts(horsepower) and has a(n) IP 20 (NEMA 1) enclosure. This unit is in the English language.</p> | 100
58889 | 1336S-BRF10-AA-EN4-HA2-L6E | G | <p>This 1336 PLUS Adjustable Frequency AC drive is a 380-480VAC or 513-620V DC unit with 0.75 (1) kilowatts(horsepower) and has a(n) IP 20 (NEMA 1) enclosure. This unit is in the English language.</p> | 100
58805 | 1336S-BRF10-AA-EN4-HAP-L6 | G | <p>This 1336 PLUS Adjustable Frequency AC drive is a 380-480VAC or 513-620V DC unit with 0.75 (1) kilowatts(horsepower) and has a(n) IP 20 (NEMA 1) enclosure. This unit is in the English language.</p> | 100
13769 | 1336S-BRF10-AA-EN4-L4 | G | Allen-Bradley 1336 PLUS Drive with 380-480V AC or 513-620V DC voltage, 1 horsepower rating and IP20 (NEMA 1) enclosure
58976 | 1336S-BRF10-AA-EN4-L5 | G | <p>This 1336 PLUS Adjustable Frequency AC drive is a 380-480VAC or 513-620V DC unit with 0.75 (1) kilowatts(horsepower) and has a(n) IP 20 (NEMA 1) enclosure. This unit is in the English language.</p> | 100
58605 | 1336S-BRF10-AA-EN4-L6 | G | <p>This 1336 PLUS Adjustable Frequency AC drive is a 380-480VAC or 513-620V DC unit with 0.75 (1) kilowatts(horsepower) and has a(n) IP 20 (NEMA 1) enclosure. This unit is in the English language.</p> | 100
58424 | 1336S-BRF10-AA-EN5 | G | <p>This 1336 PLUS Adjustable Frequency AC drive is a 380-480VAC or 513-620V DC unit with 0.75 (1) kilowatts(horsepower) and has a(n) IP 20 (NEMA 1) enclosure. This unit is in the English language.</p> | 100
58880 | 1336S-BRF10-AA-EN5-HA1-L6 | G | <p>This 1336 PLUS Adjustable Frequency AC drive is a 380-480VAC or 513-620V DC unit with 0.75 (1) kilowatts(horsepower) and has a(n) IP 20 (NEMA 1) enclosure. This unit is in the English language.</p> | 100
13770 | 1336S-BRF10-AA-EN5-HA2-L6 | G | Allen-Bradley 1336 PLUS Drive with 380-480V AC or 513-620V DC voltage, 1 horsepower rating and IP20 (NEMA 1) enclosure
58811 | 1336S-BRF10-AA-EN5-HAP-L5 | G | <p>This 1336 PLUS Adjustable Frequency AC drive is a 380-480VAC or 513-620V DC unit with 0.75 (1) kilowatts(horsepower) and has a(n) IP 20 (NEMA 1) enclosure. This unit is in the English language.</p> | 100
58709 | 1336S-BRF10-AA-EN-HA1-L4 | G | <p>This 1336 PLUS Adjustable Frequency AC drive is a 380-480VAC or 513-620V DC unit with 0.75 (1) kilowatts(horsepower) and has a(n) IP 20 (NEMA 1) enclosure. This unit is in the English language.</p> | 100
58726 | 1336S-BRF10-AA-EN-HA1-L6 | G | <p>This 1336 PLUS Adjustable Frequency AC drive is a 380-480VAC or 513-620V DC unit with 0.75 (1) kilowatts(horsepower) and has a(n) IP 20 (NEMA 1) enclosure. This unit is in the English language.</p> | 100
13765 | 1336S-BRF10-AA-EN-HA2-L6 | G | Allen-Bradley 1336 PLUS Drive with 380-480V AC or 513-620V DC voltage, 1 horsepower rating and IP20 (NEMA 1) enclosure
58700 | 1336S-BRF10-AA-EN-HAP-L6 | G | <p>This 1336 PLUS Adjustable Frequency AC drive is a 380-480VAC or 513-620V DC unit with 0.75 (1) kilowatts(horsepower) and has a(n) IP 20 (NEMA 1) enclosure. This unit is in the English language.</p> | 100
58522 | 1336S-BRF10-AA-EN-L5 | G | <p>This 1336 PLUS Adjustable Frequency AC drive is a 380-480VAC or 513-620V DC unit with 0.75 (1) kilowatts(horsepower) and has a(n) IP 20 (NEMA 1) enclosure. This unit is in the English language.</p> | 100
13766 | 1336S-BRF10-AA-EN-L6E | G | Allen-Bradley 1336 PLUS Drive with 380-480V AC or 513-620V DC voltage, 1 horsepower rating and IP20 (NEMA 1) enclosure
13771 | 1336S-BRF10-AE-EN4 | G | Allen-Bradley 1336 PLUS Drive with 380-480V AC or 513-620V DC voltage, 1 horsepower rating and IP20 (NEMA 1)/EMC enclosure
58604 | 1336S-BRF10-AN-DE4-L6 | G | <p>This 1336 PLUS Adjustable Frequency AC drive is a 380-480VAC or 513-620V DC unit with 0.75 (1) kilowatts(horsepower) and has a(n) IP 00 (Open) enclosure. This unit is in the English language.</p> | 100
58427 | 1336S-BRF10-AN-EN3 | G | <p>This 1336 PLUS Adjustable Frequency AC drive is a 380-480VAC or 513-620V DC unit with 0.75 (1) kilowatts(horsepower) and has a(n) IP 00 (Open) enclosure. This unit is in the English language.</p> | 100
13775 | 1336S-BRF10-AN-EN4 | G | Allen-Bradley 1336 PLUS Drive with 380-480V AC or 513-620V DC voltage, 1 horsepower rating and IP00 (Open) enclosure
58625 | 1336S-BRF10-AN-EN4-HA2 | G | <p>This 1336 PLUS Adjustable Frequency AC drive is a 380-480VAC or 513-620V DC unit with 0.75 (1) kilowatts(horsepower) and has a(n) IP 00 (Open) enclosure. This unit is in the English language.</p> | 100
59022 | 1336S-BRF10-AN-EN4-HA2-L9E | G | <p>This 1336 PLUS Adjustable Frequency AC drive is a 380-480VAC or 513-620V DC unit with 0.75 (1) kilowatts(horsepower) and has a(n) IP 00 (Open) enclosure. This unit is in the English language.</p> |  | 8
13776 | 1336S-BRF10-AN-EN4-HAP-L6 | G | Allen-Bradley 1336 PLUS Drive with 380-480V AC or 513-620V DC voltage, 1 horsepower rating and IP00 (Open) enclosure
58576 | 1336S-BRF10-AN-EN4-L6 | G | <p>This 1336 PLUS Adjustable Frequency AC drive is a 380-480VAC or 513-620V DC unit with 0.75 (1) kilowatts(horsepower) and has a(n) IP 00 (Open) enclosure. This unit is in the English language.</p> | 100
58447 | 1336S-BRF10-AN-EN5 | G | <p>This 1336 PLUS Adjustable Frequency AC drive is a 380-480VAC or 513-620V DC unit with 0.75 (1) kilowatts(horsepower) and has a(n) IP 00 (Open) enclosure. This unit is in the English language.</p> | 100
58603 | 1336S-BRF10-AN-EN5-L6 | G | <p>This 1336 PLUS Adjustable Frequency AC drive is a 380-480VAC or 513-620V DC unit with 0.75 (1) kilowatts(horsepower) and has a(n) IP 00 (Open) enclosure. This unit is in the English language.</p> | 100
13772 | 1336S-BRF10-AN-EN-HA2-L6 | G | Allen-Bradley 1336 PLUS Drive with 380-480V AC or 513-620V DC voltage, 1 horsepower rating and IP00 (Open) enclosure
13773 | 1336S-BRF10-AN-EN-L4 | G | Allen-Bradley 1336 PLUS Drive with 380-480V AC or 513-620V DC voltage, 1 horsepower rating and IP00 (Open) enclosure
13774 | 1336S-BRF10-AN-EN-L6 | G | Allen-Bradley 1336 PLUS Drive with 380-480V AC or 513-620V DC voltage, 1 horsepower rating and IP00 (Open) enclosure
58426 | 1336S-BRF10-AN-FR4 | G | <p>This 1336 PLUS Adjustable Frequency AC drive is a 380-480VAC or 513-620V DC unit with 0.75 (1) kilowatts(horsepower) and has a(n) IP 00 (Open) enclosure. This unit is in the English language.</p> | 100
13799 | 1336S-BRF15-AA-EN | G | Allen-Bradley 1336 PLUS Drive with 380-480V AC or 513-620V DC voltage, 1.5 horsepower rating and IP20 (NEMA 1) enclosure
58601 | 1336S-BRF15-AA-EN3-L4 | G | <p>This 1336 PLUS Adjustable Frequency AC drive is a 380-480VAC or 513-620V DC unit with 1.2 (1.5) kilowatts(horsepower) and has a(n) IP 20 (NEMA 1) enclosure. This unit is in the English language.</p> | 100
13800 | 1336S-BRF15-AA-EN4 | G | Allen-Bradley 1336 PLUS Drive with 380-480V AC or 513-620V DC voltage, 1.5 horsepower rating and IP20 (NEMA 1) enclosure
58631 | 1336S-BRF15-AA-EN4-HA2 | G | <p>This 1336 PLUS Adjustable Frequency AC drive is a 380-480VAC or 513-620V DC unit with 1.2 (1.5) kilowatts(horsepower) and has a(n) IP 20 (NEMA 1) enclosure. This unit is in the English language.</p> | 100
58866 | 1336S-BRF15-AA-EN4-HA2-L6 | G | <p>This 1336 PLUS Adjustable Frequency AC drive is a 380-480VAC or 513-620V DC unit with 1.2 (1.5) kilowatts(horsepower) and has a(n) IP 20 (NEMA 1) enclosure. This unit is in the English language.</p> | 100
58804 | 1336S-BRF15-AA-EN4-HAP-L6 | G | <p>This 1336 PLUS Adjustable Frequency AC drive is a 380-480VAC or 513-620V DC unit with 1.2 (1.5) kilowatts(horsepower) and has a(n) IP 20 (NEMA 1) enclosure. This unit is in the English language.</p> | 100
58971 | 1336S-BRF15-AA-EN5 | G | <p>This 1336 PLUS Adjustable Frequency AC drive is a 380-480VAC or 513-620V DC unit with 1.2 (1.5) kilowatts(horsepower) and has a(n) IP 20 (NEMA 1) enclosure. This unit is in the English language.</p> | 98.5075
58749 | 1336S-BRF15-AA-EN-HA2-L6 | G | <p>This 1336 PLUS Adjustable Frequency AC drive is a 380-480VAC or 513-620V DC unit with 1.2 (1.5) kilowatts(horsepower) and has a(n) IP 20 (NEMA 1) enclosure. This unit is in the English language.</p> | 100
58967 | 1336S-BRF15-AE-DE | G | <p>This 1336 PLUS Adjustable Frequency AC drive is a 380-480VAC or 513-620V DC unit with 1.2 (1.5) kilowatts(horsepower) and has a(n) IP 20 (NEMA 1)/EMC enclosure. This unit is in the German language.</p> | 96.3145
58428 | 1336S-BRF15-AE-DE4 | G | <p>This 1336 PLUS Adjustable Frequency AC drive is a 380-480VAC or 513-620V DC unit with 1.2 (1.5) kilowatts(horsepower) and has a(n) IP 20 (NEMA 1)/EMC enclosure. This unit is in the English language.</p> | 100
58464 | 1336S-BRF15-AE-EN4 | G | <p>This 1336 PLUS Adjustable Frequency AC drive is a 380-480VAC or 513-620V DC unit with 1.2 (1.5) kilowatts(horsepower) and has a(n) IP 20 (NEMA 1)/EMC enclosure. This unit is in the English language.</p> | 99.0196
13801 | 1336S-BRF15-AN-EN | G | Allen-Bradley 1336 PLUS Drive with 380-480V AC or 513-620V DC voltage, 1.5 horsepower rating and IP00 (Open) enclosure
58463 | 1336S-BRF15-AN-EN4 | G | <p>This 1336 PLUS Adjustable Frequency AC drive is a 380-480VAC or 513-620V DC unit with 1.2 (1.5) kilowatts(horsepower) and has a(n) IP 00 (Open) enclosure. This unit is in the English language.</p> | 100
58649 | 1336S-BRF15-AN-EN4-L4E | G | <p>This 1336 PLUS Adjustable Frequency AC drive is a 380-480VAC or 513-620V DC unit with 1.2 (1.5) kilowatts(horsepower) and has a(n) IP 00 (Open) enclosure. This unit is in the English language.</p> | 98.5
58600 | 1336S-BRF15-AN-EN4-L6 | G | <p>This 1336 PLUS Adjustable Frequency AC drive is a 380-480VAC or 513-620V DC unit with 1.2 (1.5) kilowatts(horsepower) and has a(n) IP 00 (Open) enclosure. This unit is in the English language.</p> | 100
58439 | 1336S-BRF200-AN-EN | G | <p>This 1336 PLUS Adjustable Frequency AC drive is a 380-480VAC or 513-620V DC unit with 15 (20) kilowatts(horsepower) and has a(n) IP 00 (Open) enclosure. This unit is in the English language.</p> | 99.4949
13802 | 1336S-BRF20-AA-EN | G | Allen-Bradley 1336 PLUS Drive with 380-480V AC or 513-620V DC voltage, 2 horsepower rating and IP20 (NEMA 1) enclosure
58443 | 1336S-BRF20-AA-EN4 | G | <p>This 1336 PLUS Adjustable Frequency AC drive is a 380-480VAC or 513-620V DC unit with 1.5 (2) kilowatts(horsepower) and has a(n) IP 20 (NEMA 1) enclosure. This unit is in the English language.</p> | 100
13806 | 1336S-BRF20-AA-EN4-HA1-L4 | G | Allen-Bradley 1336 PLUS Drive with 380-480V AC or 513-620V DC voltage, 2 horsepower rating and IP20 (NEMA 1) enclosure
58801 | 1336S-BRF20-AA-EN4-HA1-L6 | G | <p>This 1336 PLUS Adjustable Frequency AC drive is a 380-480VAC or 513-620V DC unit with 1.5 (2) kilowatts(horsepower) and has a(n) IP 20 (NEMA 1) enclosure. This unit is in the English language.</p> | 100
13807 | 1336S-BRF20-AA-EN4-HA2 | G | Allen-Bradley 1336 PLUS Drive with 380-480V AC or 513-620V DC voltage, 2 horsepower rating and IP20 (NEMA 1) enclosure
58865 | 1336S-BRF20-AA-EN4-HA2-L4 | G | <p>This 1336 PLUS Adjustable Frequency AC drive is a 380-480VAC or 513-620V DC unit with 1.5 (2) kilowatts(horsepower) and has a(n) IP 20 (NEMA 1) enclosure. This unit is in the English language.</p> | 100
13808 | 1336S-BRF20-AA-EN4-HA2-L5 | G | Allen-Bradley 1336 PLUS Drive with 380-480V AC or 513-620V DC voltage, 2 horsepower rating and IP20 (NEMA 1) enclosure
58826 | 1336S-BRF20-AA-EN4-HA2-L6 | G | <p>This 1336 PLUS Adjustable Frequency AC drive is a 380-480VAC or 513-620V DC unit with 1.5 (2) kilowatts(horsepower) and has a(n) IP 20 (NEMA 1) enclosure. This unit is in the English language.</p> | 100
58900 | 1336S-BRF20-AA-EN4-HA2-L6E | G | <p>This 1336 PLUS Adjustable Frequency AC drive is a 380-480VAC or 513-620V DC unit with 1.5 (2) kilowatts(horsepower) and has a(n) IP 20 (NEMA 1) enclosure. This unit is in the English language.</p> | 100
58864 | 1336S-BRF20-AA-EN4-HAB-L6 | G | <p>This 1336 PLUS Adjustable Frequency AC drive is a 380-480VAC or 513-620V DC unit with 1.5 (2) kilowatts(horsepower) and has a(n) IP 20 (NEMA 1) enclosure. This unit is in the English language.</p> | 100
13809 | 1336S-BRF20-AA-EN4-HAB-L6E | G | Allen-Bradley 1336 PLUS Drive with 380-480V AC or 513-620V DC voltage, 2 horsepower rating and IP20 (NEMA 1) enclosure
58626 | 1336S-BRF20-AA-EN4-HAP | G | <p>This 1336 PLUS Adjustable Frequency AC drive is a 380-480VAC or 513-620V DC unit with 1.5 (2) kilowatts(horsepower) and has a(n) IP 20 (NEMA 1) enclosure. This unit is in the English language.</p> | 100
58863 | 1336S-BRF20-AA-EN4-HAP-L6 | G | <p>This 1336 PLUS Adjustable Frequency AC drive is a 380-480VAC or 513-620V DC unit with 1.5 (2) kilowatts(horsepower) and has a(n) IP 20 (NEMA 1) enclosure. This unit is in the English language.</p> | 100
58979 | 1336S-BRF20-AA-EN4-L4 | G | <p>This 1336 PLUS Adjustable Frequency AC drive is a 380-480VAC or 513-620V DC unit with 1.5 (2) kilowatts(horsepower) and has a(n) IP 20 (NEMA 1) enclosure. This unit is in the English language.</p> | 98.7531
58599 | 1336S-BRF20-AA-EN4-L6 | G | <p>This 1336 PLUS Adjustable Frequency AC drive is a 380-480VAC or 513-620V DC unit with 1.5 (2) kilowatts(horsepower) and has a(n) IP 20 (NEMA 1) enclosure. This unit is in the English language.</p> | 100
13810 | 1336S-BRF20-AA-EN4-L6-HA1 | G | Allen-Bradley 1336 PLUS Drive with 380-480V AC or 513-620V DC voltage, 2 horsepower rating and IP20 (NEMA 1) enclosure
58462 | 1336S-BRF20-AA-EN5 | G | <p>This 1336 PLUS Adjustable Frequency AC drive is a 380-480VAC or 513-620V DC unit with 1.5 (2) kilowatts(horsepower) and has a(n) IP 20 (NEMA 1) enclosure. This unit is in the English language.</p> | 100
58862 | 1336S-BRF20-AA-EN5-HA2-L4 | G | <p>This 1336 PLUS Adjustable Frequency AC drive is a 380-480VAC or 513-620V DC unit with 1.5 (2) kilowatts(horsepower) and has a(n) IP 20 (NEMA 1) enclosure. This unit is in the English language.</p> | 100
58825 | 1336S-BRF20-AA-EN5-HA2-L5 | G | <p>This 1336 PLUS Adjustable Frequency AC drive is a 380-480VAC or 513-620V DC unit with 1.5 (2) kilowatts(horsepower) and has a(n) IP 20 (NEMA 1) enclosure. This unit is in the English language.</p> | 100
13811 | 1336S-BRF20-AA-EN5-HA2-L6E | G | Allen-Bradley 1336 PLUS Drive with 380-480V AC or 513-620V DC voltage, 2 horsepower rating and IP20 (NEMA 1) enclosure
58861 | 1336S-BRF20-AA-EN5-HAP-L6 | G | <p>This 1336 PLUS Adjustable Frequency AC drive is a 380-480VAC or 513-620V DC unit with 1.5 (2) kilowatts(horsepower) and has a(n) IP 20 (NEMA 1) enclosure. This unit is in the English language.</p> | 100
58461 | 1336S-BRF20-AA-EN6 | G | <p>This 1336 PLUS Adjustable Frequency AC drive is a 380-480VAC or 513-620V DC unit with 1.5 (2) kilowatts(horsepower) and has a(n) IP 20 (NEMA 1) enclosure. This unit is in the English language.</p> | 100
58748 | 1336S-BRF20-AA-EN-HA2-L4 | G | <p>This 1336 PLUS Adjustable Frequency AC drive is a 380-480VAC or 513-620V DC unit with 1.5 (2) kilowatts(horsepower) and has a(n) IP 20 (NEMA 1) enclosure. This unit is in the English language.</p> | 100
13803 | 1336S-BRF20-AA-EN-HA2-L5 | G | Allen-Bradley 1336 PLUS Drive with 380-480V AC or 513-620V DC voltage, 2 horsepower rating and IP20 (NEMA 1) enclosure
58832 | 1336S-BRF20-AA-EN-HA2-L6E | G | <p>This 1336 PLUS Adjustable Frequency AC drive is a 380-480VAC or 513-620V DC unit with 1.5 (2) kilowatts(horsepower) and has a(n) IP 20 (NEMA 1) enclosure. This unit is in the English language.</p> | 100
58708 | 1336S-BRF20-AA-EN-HAP-L6 | G | <p>This 1336 PLUS Adjustable Frequency AC drive is a 380-480VAC or 513-620V DC unit with 1.5 (2) kilowatts(horsepower) and has a(n) IP 20 (NEMA 1) enclosure. This unit is in the English language.</p> | 100
58827 | 1336S-BRF20-AA-EN-HAP-L6E | G | <p>This 1336 PLUS Adjustable Frequency AC drive is a 380-480VAC or 513-620V DC unit with 1.5 (2) kilowatts(horsepower) and has a(n) IP 20 (NEMA 1) enclosure. This unit is in the English language.</p> | 100
13804 | 1336S-BRF20-AA-EN-L4 | G | Allen-Bradley 1336 PLUS Drive with 380-480V AC or 513-620V DC voltage, 2 horsepower rating and IP20 (NEMA 1) enclosure
58555 | 1336S-BRF20-AA-EN-L5 | G | <p>This 1336 PLUS Adjustable Frequency AC drive is a 380-480VAC or 513-620V DC unit with 1.5 (2) kilowatts(horsepower) and has a(n) IP 20 (NEMA 1) enclosure. This unit is in the English language.</p> | 100
58554 | 1336S-BRF20-AA-EN-L6 | G | <p>This 1336 PLUS Adjustable Frequency AC drive is a 380-480VAC or 513-620V DC unit with 1.5 (2) kilowatts(horsepower) and has a(n) IP 20 (NEMA 1) enclosure. This unit is in the English language.</p> | 100
13805 | 1336S-BRF20-AA-EN-L6E | G | Allen-Bradley 1336 PLUS Drive with 380-480V AC or 513-620V DC voltage, 2 horsepower rating and IP20 (NEMA 1) enclosure
58442 | 1336S-BRF20-AA-ES4 | G | <p>This 1336 PLUS Adjustable Frequency AC drive is a 380-480VAC or 513-620V DC unit with 1.5 (2) kilowatts(horsepower) and has a(n) IP 20 (NEMA 1) enclosure. This unit is in the English language.</p> | 100
13812 | 1336S-BRF20-AA-ES5-HA2 | G | Allen-Bradley 1336 PLUS Drive with 380-480V AC or 513-620V DC voltage, 2 horsepower rating and IP20 (NEMA 1) enclosure
58429 | 1336S-BRF20-AE-DE4 | G | <p>This 1336 PLUS Adjustable Frequency AC drive is a 380-480VAC or 513-620V DC unit with 1.5 (2) kilowatts(horsepower) and has a(n) IP 20 (NEMA 1)/EMC enclosure. This unit is in the English language.</p> | 100
58441 | 1336S-BRF20-AE-DE5 | G | <p>This 1336 PLUS Adjustable Frequency AC drive is a 380-480VAC or 513-620V DC unit with 1.5 (2) kilowatts(horsepower) and has a(n) IP 20 (NEMA 1)/EMC enclosure. This unit is in the German language.</p> | 100
58999 | 1336S-BRF20-AE-DES | G | <p>This 1336 PLUS Adjustable Frequency AC drive is a 380-480VAC or 513-620V DC unit with 1.5 (2) kilowatts(horsepower) and has a(n) IP 20 (NEMA 1)/EMC enclosure. This unit is in the German language.</p> | 98.5294
58415 | 1336S-BRF20-AE-EN | G | <p>This 1336 PLUS Adjustable Frequency AC drive is a 380-480VAC or 513-620V DC unit with 1.5 (2) kilowatts(horsepower) and has a(n) IP 20 (NEMA 1)/EMC enclosure. This unit is in the English language.</p> | 100
13813 | 1336S-BRF20-AE-EN4 | G | Allen-Bradley 1336 PLUS Drive with 380-480V AC or 513-620V DC voltage, 2 horsepower rating and IP20 (NEMA 1)/EMC enclosure
58569 | 1336S-BRF20-AE-EN4-L4 | G | <p>This 1336 PLUS Adjustable Frequency AC drive is a 380-480VAC or 513-620V DC unit with 1.5 (2) kilowatts(horsepower) and has a(n) IP 20 (NEMA 1)/EMC enclosure. This unit is in the English language.</p> | 100
58573 | 1336S-BRF20-AE-EN4-L5 | G | <p>This 1336 PLUS Adjustable Frequency AC drive is a 380-480VAC or 513-620V DC unit with 1.5 (2) kilowatts(horsepower) and has a(n) IP 20 (NEMA 1)/EMC enclosure. This unit is in the English language.</p> | 99.0099
13814 | 1336S-BRF20-AN-EN | G | Allen-Bradley 1336 PLUS Drive with 380-480V AC or 513-620V DC voltage, 2 horsepower rating and IP00 (Open) enclosure
58440 | 1336S-BRF20-AN-EN3 | G | <p>This 1336 PLUS Adjustable Frequency AC drive is a 380-480VAC or 513-620V DC unit with 1.5 (2) kilowatts(horsepower) and has a(n) IP 00 (Open) enclosure. This unit is in the English language.</p> | 100
13817 | 1336S-BRF20-AN-EN4 | G | Allen-Bradley 1336 PLUS Drive with 380-480V AC or 513-620V DC voltage, 2 horsepower rating and IP00 (Open) enclosure
58634 | 1336S-BRF20-AN-EN4-HA1 | G | <p>This 1336 PLUS Adjustable Frequency AC drive is a 380-480VAC or 513-620V DC unit with 1.5 (2) kilowatts(horsepower) and has a(n) IP 00 (Open) enclosure. This unit is in the English language.</p> | 100
13818 | 1336S-BRF20-AN-EN4-HAB-L4 | G | Allen-Bradley 1336 PLUS Drive with 380-480V AC or 513-620V DC voltage, 2 horsepower rating and IP00 (Open) enclosure
58824 | 1336S-BRF20-AN-EN4-HAP-L4 | G | <p>This 1336 PLUS Adjustable Frequency AC drive is a 380-480VAC or 513-620V DC unit with 1.5 (2) kilowatts(horsepower) and has a(n) IP 00 (Open) enclosure. This unit is in the English language.</p> | 100
13819 | 1336S-BRF20-AN-EN4-HAP-L5 | G | Allen-Bradley 1336 PLUS Drive with 380-480V AC or 513-620V DC voltage, 2 horsepower rating and IP00 (Open) enclosure
58859 | 1336S-BRF20-AN-EN4-HAP-L6 | G | <p>This 1336 PLUS Adjustable Frequency AC drive is a 380-480VAC or 513-620V DC unit with 1.5 (2) kilowatts(horsepower) and has a(n) IP 00 (Open) enclosure. This unit is in the English language.</p> | 100
58598 | 1336S-BRF20-AN-EN4-L4 | G | <p>This 1336 PLUS Adjustable Frequency AC drive is a 380-480VAC or 513-620V DC unit with 1.5 (2) kilowatts(horsepower) and has a(n) IP 00 (Open) enclosure. This unit is in the English language.</p> | 100
58648 | 1336S-BRF20-AN-EN4-L5E | G | <p>This 1336 PLUS Adjustable Frequency AC drive is a 380-480VAC or 513-620V DC unit with 1.5 (2) kilowatts(horsepower) and has a(n) IP 00 (Open) enclosure. This unit is in the English language.</p> | 100
58564 | 1336S-BRF20-AN-EN4-L6 | G | <p>This 1336 PLUS Adjustable Frequency AC drive is a 380-480VAC or 513-620V DC unit with 1.5 (2) kilowatts(horsepower) and has a(n) IP 00 (Open) enclosure. This unit is in the English language.</p> | 100
13820 | 1336S-BRF20-AN-EN4-L6E | G | Allen-Bradley 1336 PLUS Drive with 380-480V AC or 513-620V DC voltage, 2 horsepower rating and IP00 (Open) enclosure
13821 | 1336S-BRF20-AN-EN5 | G | Allen-Bradley 1336 PLUS Drive with 380-480V AC or 513-620V DC voltage, 2 horsepower rating and IP00 (Open) enclosure
13822 | 1336S-BRF20-AN-EN5-HA2-L6 | G | Allen-Bradley 1336 PLUS Drive with 380-480V AC or 513-620V DC voltage, 2 horsepower rating and IP00 (Open) enclosure
58823 | 1336S-BRF20-AN-EN5-HAP-L6 | G | <p>This 1336 PLUS Adjustable Frequency AC drive is a 380-480VAC or 513-620V DC unit with 1.5 (2) kilowatts(horsepower) and has a(n) IP 00 (Open) enclosure. This unit is in the English language.</p> | 100
13823 | 1336S-BRF20-AN-EN5-L5E | G | Allen-Bradley 1336 PLUS Drive with 380-480V AC or 513-620V DC voltage, 2 horsepower rating and IP00 (Open) enclosure
58747 | 1336S-BRF20-AN-EN-HA2-L4 | G | <p>This 1336 PLUS Adjustable Frequency AC drive is a 380-480VAC or 513-620V DC unit with 1.5 (2) kilowatts(horsepower) and has a(n) IP 00 (Open) enclosure. This unit is in the English language.</p> | 100
58794 | 1336S-BRF20-AN-EN-HA2-L5 | G | <p>This 1336 PLUS Adjustable Frequency AC drive is a 380-480VAC or 513-620V DC unit with 1.5 (2) kilowatts(horsepower) and has a(n) IP 00 (Open) enclosure. This unit is in the English language.</p> | 100
13815 | 1336S-BRF20-AN-EN-HA2-L6 | G | Allen-Bradley 1336 PLUS Drive with 380-480V AC or 513-620V DC voltage, 2 horsepower rating and IP00 (Open) enclosure
58860 | 1336S-BRF20-AN-EN-HA2-L6E | G | <p>This 1336 PLUS Adjustable Frequency AC drive is a 380-480VAC or 513-620V DC unit with 1.5 (2) kilowatts(horsepower) and has a(n) IP 00 (Open) enclosure. This unit is in the English language.</p> | 98.7406
13816 | 1336S-BRF20-AN-EN-L6 | G | Allen-Bradley 1336 PLUS Drive with 380-480V AC or 513-620V DC voltage, 2 horsepower rating and IP00 (Open) enclosure
58481 | 1336S-BRF20-AN-FR4 | G | <p>This 1336 PLUS Adjustable Frequency AC drive is a 380-480VAC or 513-620V DC unit with 1.5 (2) kilowatts(horsepower) and has a(n) IP 00 (Open) enclosure. This unit is in the English language.</p> | 100
13824 | 1336S-BRF30-AA-DE | G | Allen-Bradley 1336 PLUS Drive with 380-480V AC or 513-620V DC voltage, 3 horsepower rating and IP20 (NEMA 1) enclosure
13825 | 1336S-BRF30-AA-EN | G | Allen-Bradley 1336 PLUS Drive with 380-480V AC or 513-620V DC voltage, 3 horsepower rating and IP20 (NEMA 1) enclosure
58685 | 1336S-BRF30-AA-EN3-L6E | G | <p>This 1336 PLUS Adjustable Frequency AC drive is a 380-480VAC or 513-620V DC unit with 2.2 (3) kilowatts(horsepower) and has a(n) IP 20 (NEMA 1) enclosure. This unit is in the English language.</p> | 100
13830 | 1336S-BRF30-AA-EN4 | G | <p>Allen-Bradley 1336 PLUS Drive with 380-480V AC or 513-620V DC voltage, 3 horsepower rating and IP20 (NEMA 1) enclosure</p> | 99.2063
58822 | 1336S-BRF30-AA-EN4-HA1-L5 | G | <p>This 1336 PLUS Adjustable Frequency AC drive is a 380-480VAC or 513-620V DC unit with 2.2 (3) kilowatts(horsepower) and has a(n) IP 20 (NEMA 1) enclosure. This unit is in the English language.</p> | 100
58893 | 1336S-BRF30-AA-EN4-HA1-L6 | G | <p>This 1336 PLUS Adjustable Frequency AC drive is a 380-480VAC or 513-620V DC unit with 2.2 (3) kilowatts(horsepower) and has a(n) IP 20 (NEMA 1) enclosure. This unit is in the English language.</p> | 100
58886 | 1336S-BRF30-AA-EN4-HA1-L6E | G | <p>This 1336 PLUS Adjustable Frequency AC drive is a 380-480VAC or 513-620V DC unit with 2.2 (3) kilowatts(horsepower) and has a(n) IP 20 (NEMA 1) enclosure. This unit is in the English language.</p> | 100
13831 | 1336S-BRF30-AA-EN4-HA2 | G | Allen-Bradley 1336 PLUS Drive with 380-480V AC or 513-620V DC voltage, 3 horsepower rating and IP20 (NEMA 1) enclosure
58796 | 1336S-BRF30-AA-EN4-HA2-L4 | G | <p>This 1336 PLUS Adjustable Frequency AC drive is a 380-480VAC or 513-620V DC unit with 2.2 (3) kilowatts(horsepower) and has a(n) IP 20 (NEMA 1) enclosure. This unit is in the English language.</p> | 100
58815 | 1336S-BRF30-AA-EN4-HA2-L5 | G | <p>This 1336 PLUS Adjustable Frequency AC drive is a 380-480VAC or 513-620V DC unit with 2.2 (3) kilowatts(horsepower) and has a(n) IP 20 (NEMA 1) enclosure. This unit is in the English language.</p> | 100
13832 | 1336S-BRF30-AA-EN4-HA2-L6 | G | Allen-Bradley 1336 PLUS Drive with 380-480V AC or 513-620V DC voltage, 3 horsepower rating and IP20 (NEMA 1) enclosure
58890 | 1336S-BRF30-AA-EN4-HA2-L6E | G | <p>This 1336 PLUS Adjustable Frequency AC drive is a 380-480VAC or 513-620V DC unit with 2.2 (3) kilowatts(horsepower) and has a(n) IP 20 (NEMA 1) enclosure. This unit is in the English language.</p> | 100
58821 | 1336S-BRF30-AA-EN4-HAB-L6 | G | <p>This 1336 PLUS Adjustable Frequency AC drive is a 380-480VAC or 513-620V DC unit with 2.2 (3) kilowatts(horsepower) and has a(n) IP 20 (NEMA 1) enclosure. This unit is in the English language.</p> | 100
58858 | 1336S-BRF30-AA-EN4-HAP-L4 | G | <p>This 1336 PLUS Adjustable Frequency AC drive is a 380-480VAC or 513-620V DC unit with 2.2 (3) kilowatts(horsepower) and has a(n) IP 20 (NEMA 1) enclosure. This unit is in the English language.</p> | 100
13833 | 1336S-BRF30-AA-EN4-HAP-L6 | G | Allen-Bradley 1336 PLUS Drive with 380-480V AC or 513-620V DC voltage, 3 horsepower rating and IP20 (NEMA 1) enclosure
59019 | 1336S-BRF30-AA-EN4-HAS1-L6 | G | <p>This 1336 PLUS Adjustable Frequency AC drive is a 380-480VAC or 513-620V DC unit with 2.2 (3) kilowatts(horsepower) and has a(n) IP 20 (NEMA 1) enclosure. This unit is in the English language.</p> | 98.5
58597 | 1336S-BRF30-AA-EN4-L4 | G | <p>This 1336 PLUS Adjustable Frequency AC drive is a 380-480VAC or 513-620V DC unit with 2.2 (3) kilowatts(horsepower) and has a(n) IP 20 (NEMA 1) enclosure. This unit is in the English language.</p> | 100
58596 | 1336S-BRF30-AA-EN4-L5 | G | <p>This 1336 PLUS Adjustable Frequency AC drive is a 380-480VAC or 513-620V DC unit with 2.2 (3) kilowatts(horsepower) and has a(n) IP 20 (NEMA 1) enclosure. This unit is in the English language.</p> | 100
13834 | 1336S-BRF30-AA-EN4-L6 | G | Allen-Bradley 1336 PLUS Drive with 380-480V AC or 513-620V DC voltage, 3 horsepower rating and IP20 (NEMA 1) enclosure
58647 | 1336S-BRF30-AA-EN4-L6E | G | <p>This 1336 PLUS Adjustable Frequency AC drive is a 380-480VAC or 513-620V DC unit with 2.2 (3) kilowatts(horsepower) and has a(n) IP 20 (NEMA 1) enclosure. This unit is in the English language.</p> | 100
13835 | 1336S-BRF30-AA-EN5 | G | Allen-Bradley 1336 PLUS Drive with 380-480V AC or 513-620V DC voltage, 3 horsepower rating and IP20 (NEMA 1) enclosure
58994 | 1336S-BRF30-AA-EN5-HA1-L6 | G | <p>This 1336 PLUS Adjustable Frequency AC drive is a 380-480VAC or 513-620V DC unit with 2.2 (3) kilowatts(horsepower) and has a(n) IP 20 (NEMA 1) enclosure. This unit is in the English language.</p> | 100
58646 | 1336S-BRF30-AA-EN5-HA2 | G | <p>This 1336 PLUS Adjustable Frequency AC drive is a 380-480VAC or 513-620V DC unit with 2.2 (3) kilowatts(horsepower) and has a(n) IP 20 (NEMA 1) enclosure. This unit is in the English language.</p> | 100
58857 | 1336S-BRF30-AA-EN5-HA2-L6 | G | <p>This 1336 PLUS Adjustable Frequency AC drive is a 380-480VAC or 513-620V DC unit with 2.2 (3) kilowatts(horsepower) and has a(n) IP 20 (NEMA 1) enclosure. This unit is in the English language.</p> | 100
58820 | 1336S-BRF30-AA-EN5-HAP-L6 | G | <p>This 1336 PLUS Adjustable Frequency AC drive is a 380-480VAC or 513-620V DC unit with 2.2 (3) kilowatts(horsepower) and has a(n) IP 20 (NEMA 1) enclosure. This unit is in the English language.</p> | 100
13836 | 1336S-BRF30-AA-EN5-L5E | G | Allen-Bradley 1336 PLUS Drive with 380-480V AC or 513-620V DC voltage, 3 horsepower rating and IP20 (NEMA 1) enclosure
58622 | 1336S-BRF30-AA-EN6-HA2 | G | <p>This 1336 PLUS Adjustable Frequency AC drive is a 380-480VAC or 513-620V DC unit with 2.2 (3) kilowatts(horsepower) and has a(n) IP 20 (NEMA 1) enclosure. This unit is in the English language.</p> | 100
13826 | 1336S-BRF30-AA-EN-HA1 | G | Allen-Bradley 1336 PLUS Drive with 380-480V AC or 513-620V DC voltage, 3 horsepower rating and IP20 (NEMA 1) enclosure
58746 | 1336S-BRF30-AA-EN-HA1-L6 | G | <p>This 1336 PLUS Adjustable Frequency AC drive is a 380-480VAC or 513-620V DC unit with 2.2 (3) kilowatts(horsepower) and has a(n) IP 20 (NEMA 1) enclosure. This unit is in the English language.</p> | 100
58699 | 1336S-BRF30-AA-EN-HA2-L6 | G | <p>This 1336 PLUS Adjustable Frequency AC drive is a 380-480VAC or 513-620V DC unit with 2.2 (3) kilowatts(horsepower) and has a(n) IP 20 (NEMA 1) enclosure. This unit is in the English language.</p> | 100
13827 | 1336S-BRF30-AA-EN-HAP-L4 | G | Allen-Bradley 1336 PLUS Drive with 380-480V AC or 513-620V DC voltage, 3 horsepower rating and IP20 (NEMA 1) enclosure
13828 | 1336S-BRF30-AA-EN-L5 | G | Allen-Bradley 1336 PLUS Drive with 380-480V AC or 513-620V DC voltage, 3 horsepower rating and IP20 (NEMA 1) enclosure
13829 | 1336S-BRF30-AA-EN-L6 | G | Allen-Bradley 1336 PLUS Drive with 380-480V AC or 513-620V DC voltage, 3 horsepower rating and IP20 (NEMA 1) enclosure
58838 | 1336S-BRF30-AA-FR6-HA1-L4 | G | <p>This 1336 PLUS Adjustable Frequency AC drive is a 380-480VAC or 513-620V DC unit with 2.2 (3) kilowatts(horsepower) and has a(n) IP 20 (NEMA 1) enclosure. This unit is in the French language.</p> | 97.7444
58585 | 1336S-BRF30-AA-FR6-L4 | G | <p>This 1336 PLUS Adjustable Frequency AC drive is a 380-480VAC or 513-620V DC unit with 2.2 (3) kilowatts(horsepower) and has a(n) IP 20 (NEMA 1) enclosure. This unit is in the French language.</p> | 100
13837 | 1336S-BRF30-AE-DE4 | G | Allen-Bradley 1336 PLUS Drive with 380-480V AC or 513-620V DC voltage, 3 horsepower rating and IP20 (NEMA 1)/EMC enclosure
13838 | 1336S-BRF30-AE-EN4 | G | Allen-Bradley 1336 PLUS Drive with 380-480V AC or 513-620V DC voltage, 3 horsepower rating and IP20 (NEMA 1)/EMC enclosure
58570 | 1336S-BRF30-AE-EN4-L4 | G | <p>This 1336 PLUS Adjustable Frequency AC drive is a 380-480VAC or 513-620V DC unit with 2.2 (3) kilowatts(horsepower) and has a(n) IP 20 (NEMA 1)/EMC enclosure. This unit is in the English language.</p> | 100
58572 | 1336S-BRF30-AE-EN4-L6 | G | <p>This 1336 PLUS Adjustable Frequency AC drive is a 380-480VAC or 513-620V DC unit with 2.2 (3) kilowatts(horsepower) and has a(n) IP 20 (NEMA 1)/EMC enclosure. This unit is in the English language.</p> | 99.0099
13839 | 1336S-BRF30-AN-EN | G | Allen-Bradley 1336 PLUS Drive with 380-480V AC or 513-620V DC voltage, 3 horsepower rating and IP00 (Open) enclosure
58460 | 1336S-BRF30-AN-EN3 | G | <p>This 1336 PLUS Adjustable Frequency AC drive is a 380-480VAC or 513-620V DC unit with 2.2 (3) kilowatts(horsepower) and has a(n) IP 00 (Open) enclosure. This unit is in the English language.</p> | 100
58476 | 1336S-BRF30-AN-EN4 | G | <p>This 1336 PLUS Adjustable Frequency AC drive is a 380-480VAC or 513-620V DC unit with 2.2 (3) kilowatts(horsepower) and has a(n) IP 00 (Open) enclosure. This unit is in the English language.</p> | 100
58800 | 1336S-BRF30-AN-EN4-HA1-L4 | G | <p>This 1336 PLUS Adjustable Frequency AC drive is a 380-480VAC or 513-620V DC unit with 2.2 (3) kilowatts(horsepower) and has a(n) IP 00 (Open) enclosure. This unit is in the English language.</p> | 100
58819 | 1336S-BRF30-AN-EN4-HA2-L5 | G | <p>This 1336 PLUS Adjustable Frequency AC drive is a 380-480VAC or 513-620V DC unit with 2.2 (3) kilowatts(horsepower) and has a(n) IP 00 (Open) enclosure. This unit is in the English language.</p> | 100
13841 | 1336S-BRF30-AN-EN4-HA2-L6 | G | Allen-Bradley 1336 PLUS Drive with 380-480V AC or 513-620V DC voltage, 3 horsepower rating and IP00 (Open) enclosure
58895 | 1336S-BRF30-AN-EN4-HAB-L6 | G | <p>This 1336 PLUS Adjustable Frequency AC drive is a 380-480VAC or 513-620V DC unit with 2.2 (3) kilowatts(horsepower) and has a(n) IP 00 (Open) enclosure. This unit is in the English language.</p> | 100
13842 | 1336S-BRF30-AN-EN4-HAP-L6 | G | Allen-Bradley 1336 PLUS Drive with 380-480V AC or 513-620V DC voltage, 3 horsepower rating and IP00 (Open) enclosure
59021 | 1336S-BRF30-AN-EN4-HASB-L6 | G | <p>This 1336 PLUS Adjustable Frequency AC drive is a 380-480VAC or 513-620V DC unit with 2.2 (3) kilowatts(horsepower) and has a(n) IP 00 (Open) enclosure. This unit is in the English language.</p> | 98.2368
58620 | 1336S-BRF30-AN-EN4-L4 | G | <p>This 1336 PLUS Adjustable Frequency AC drive is a 380-480VAC or 513-620V DC unit with 2.2 (3) kilowatts(horsepower) and has a(n) IP 00 (Open) enclosure. This unit is in the English language.</p> | 100
58645 | 1336S-BRF30-AN-EN4-L4E | G | <p>This 1336 PLUS Adjustable Frequency AC drive is a 380-480VAC or 513-620V DC unit with 2.2 (3) kilowatts(horsepower) and has a(n) IP 00 (Open) enclosure. This unit is in the English language.</p> | 100
58567 | 1336S-BRF30-AN-EN4-L5 | G | <p>This 1336 PLUS Adjustable Frequency AC drive is a 380-480VAC or 513-620V DC unit with 2.2 (3) kilowatts(horsepower) and has a(n) IP 00 (Open) enclosure. This unit is in the English language.</p> | 100
58633 | 1336S-BRF30-AN-EN4-L5E | G | <p>This 1336 PLUS Adjustable Frequency AC drive is a 380-480VAC or 513-620V DC unit with 2.2 (3) kilowatts(horsepower) and has a(n) IP 00 (Open) enclosure. This unit is in the English language.</p> | 100
58563 | 1336S-BRF30-AN-EN4-L6 | G | <p>This 1336 PLUS Adjustable Frequency AC drive is a 380-480VAC or 513-620V DC unit with 2.2 (3) kilowatts(horsepower) and has a(n) IP 00 (Open) enclosure. This unit is in the English language.</p> | 100
13843 | 1336S-BRF30-AN-EN5 | G | Allen-Bradley 1336 PLUS Drive with 380-480V AC or 513-620V DC voltage, 3 horsepower rating and IP00 (Open) enclosure
58803 | 1336S-BRF30-AN-EN5-HA2-L5 | G | <p>This 1336 PLUS Adjustable Frequency AC drive is a 380-480VAC or 513-620V DC unit with 2.2 (3) kilowatts(horsepower) and has a(n) IP 00 (Open) enclosure. This unit is in the English language.</p> | 100
58595 | 1336S-BRF30-AN-EN5-L5 | G | <p>This 1336 PLUS Adjustable Frequency AC drive is a 380-480VAC or 513-620V DC unit with 2.2 (3) kilowatts(horsepower) and has a(n) IP 00 (Open) enclosure. This unit is in the English language.</p> | 100
58651 | 1336S-BRF30-AN-EN5-L5E | G | <p>This 1336 PLUS Adjustable Frequency AC drive is a 380-480VAC or 513-620V DC unit with 2.2 (3) kilowatts(horsepower) and has a(n) IP 00 (Open) enclosure. This unit is in the English language.</p> | 100
58856 | 1336S-BRF30-AN-EN5-L6-HA2 | G | <p>This 1336 PLUS Adjustable Frequency AC drive is a 380-480VAC or 513-620V DC unit with 2.2 (3) kilowatts(horsepower) and has a(n) IP 00 (Open) enclosure. This unit is in the English language.</p> | 100
58425 | 1336S-BRF30-AN-EN6 | G | <p>This 1336 PLUS Adjustable Frequency AC drive is a 380-480VAC or 513-620V DC unit with 2.2 (3) kilowatts(horsepower) and has a(n) IP 00 (Open) enclosure. This unit is in the English language.</p> | 100
58745 | 1336S-BRF30-AN-EN-HA1-L6 | G | <p>This 1336 PLUS Adjustable Frequency AC drive is a 380-480VAC or 513-620V DC unit with 2.2 (3) kilowatts(horsepower) and has a(n) IP 00 (Open) enclosure. This unit is in the English language.</p> | 100
58729 | 1336S-BRF30-AN-EN-HA2-L5 | G | <p>This 1336 PLUS Adjustable Frequency AC drive is a 380-480VAC or 513-620V DC unit with 2.2 (3) kilowatts(horsepower) and has a(n) IP 00 (Open) enclosure. This unit is in the English language.</p> | 100
13840 | 1336S-BRF30-AN-EN-HA2-L6 | G | Allen-Bradley 1336 PLUS Drive with 380-480V AC or 513-620V DC voltage, 3 horsepower rating and IP00 (Open) enclosure
58529 | 1336S-BRF30-AN-EN-L5 | G | <p>This 1336 PLUS Adjustable Frequency AC drive is a 380-480VAC or 513-620V DC unit with 2.2 (3) kilowatts(horsepower) and has a(n) IP 00 (Open) enclosure. This unit is in the English language.</p> | 100
13844 | 1336S-BRF30-AN-ES4 | G | Allen-Bradley 1336 PLUS Drive with 380-480V AC or 513-620V DC voltage, 3 horsepower rating and IP00 (Open) enclosure
13845 | 1336S-BRF30-AN-FR | G | Allen-Bradley 1336 PLUS Drive with 380-480V AC or 513-620V DC voltage, 3 horsepower rating and IP00 (Open) enclosure
13846 | 1336S-BRF30-AN-FR4 | G | Allen-Bradley 1336 PLUS Drive with 380-480V AC or 513-620V DC voltage, 3 horsepower rating and IP00 (Open) enclosure
58799 | 1336S-BRF50-AA-DE4-HA1-L5 | G | <p>This 1336 PLUS Adjustable Frequency AC drive is a 380-480VAC or 513-620V DC unit with 3.7 (5) kilowatts(horsepower) and has a(n) IP 20 (NEMA 1) enclosure. This unit is in the English language.</p> | 100
58883 | 1336S-BRF50-AA-DE4-HAP-L4 | G | <p>This 1336 PLUS Adjustable Frequency AC drive is a 380-480VAC or 513-620V DC unit with 3.7 (5) kilowatts(horsepower) and has a(n) IP 20 (NEMA 1) enclosure. This unit is in the English language.</p> | 100
58707 | 1336S-BRF50-AA-DE-HA1-L6 | G | <p>This 1336 PLUS Adjustable Frequency AC drive is a 380-480VAC or 513-620V DC unit with 3.7 (5) kilowatts(horsepower) and has a(n) IP 20 (NEMA 1) enclosure. This unit is in the German language.</p> | 97.9899
13847 | 1336S-BRF50-AA-EN | G | Allen-Bradley 1336 PLUS Drive with 380-480V AC or 513-620V DC voltage, 5 horsepower rating and IP20 (NEMA 1) enclosure
59001 | 1336S-BRF50-AA-EN10 | G | <p>This 1336 PLUS Adjustable Frequency AC drive is a 380-480VAC or 513-620V DC unit with 3.7 (5) kilowatts(horsepower) and has a(n) IP 20 (NEMA 1) enclosure. This unit is in the English language.</p> | 100
59020 | 1336S-BRF50-AA-EN10-HA2-L5 | G | <p>This 1336 PLUS Adjustable Frequency AC drive is a 380-480VAC or 513-620V DC unit with 3.7 (5) kilowatts(horsepower) and has a(n) IP 20 (NEMA 1) enclosure. This unit is in the English language.</p> | 95.7393
58475 | 1336S-BRF50-AA-EN3 | G | <p>This 1336 PLUS Adjustable Frequency AC drive is a 380-480VAC or 513-620V DC unit with 3.7 (5) kilowatts(horsepower) and has a(n) IP 20 (NEMA 1) enclosure. This unit is in the English language.</p> | 100
59018 | 1336S-BRF50-AA-EN30-HA2-L4 | G | <p>This 1336 PLUS Adjustable Frequency AC drive is a 380-480VAC or 513-620V DC unit with 3.7 (5) kilowatts(horsepower) and has a(n) IP 20 (NEMA 1) enclosure. This unit is in the English language.</p> | 100
58888 | 1336S-BRF50-AA-EN3-HA2-L4 | G | <p>This 1336 PLUS Adjustable Frequency AC drive is a 380-480VAC or 513-620V DC unit with 3.7 (5) kilowatts(horsepower) and has a(n) IP 20 (NEMA 1) enclosure. This unit is in the English language.</p> | 100
58908 | 1336S-BRF50-AA-EN3-HA2-L4E | G | <p>This 1336 PLUS Adjustable Frequency AC drive is a 380-480VAC or 513-620V DC unit with 3.7 (5) kilowatts(horsepower) and has a(n) IP 20 (NEMA 1) enclosure. This unit is in the English language.</p> | 100
13855 | 1336S-BRF50-AA-EN3-HAP-L4 | G | Allen-Bradley 1336 PLUS Drive with 380-480V AC or 513-620V DC voltage, 5 horsepower rating and IP20 (NEMA 1) enclosure
13856 | 1336S-BRF50-AA-EN4 | G | Allen-Bradley 1336 PLUS Drive with 380-480V AC or 513-620V DC voltage, 5 horsepower rating and IP20 (NEMA 1) enclosure
58630 | 1336S-BRF50-AA-EN4-HA1 | G | <p>This 1336 PLUS Adjustable Frequency AC drive is a 380-480VAC or 513-620V DC unit with 3.7 (5) kilowatts(horsepower) and has a(n) IP 20 (NEMA 1) enclosure. This unit is in the English language.</p> | 100
13858 | 1336S-BRF50-AA-EN4-HA1-L5 | G | Allen-Bradley 1336 PLUS Drive with 380-480V AC or 513-620V DC voltage, 5 horsepower rating and IP20 (NEMA 1) enclosure
13859 | 1336S-BRF50-AA-EN4-HA1-L6 | G | Allen-Bradley 1336 PLUS Drive with 380-480V AC or 513-620V DC voltage, 5 horsepower rating and IP20 (NEMA 1) enclosure
13860 | 1336S-BRF50-AA-EN4-HA2-L4 | G | Allen-Bradley 1336 PLUS Drive with 380-480V AC or 513-620V DC voltage, 5 horsepower rating and IP20 (NEMA 1) enclosure
13861 | 1336S-BRF50-AA-EN4-HA2-L5 | G | Allen-Bradley 1336 PLUS Drive with 380-480V AC or 513-620V DC voltage, 5 horsepower rating and IP20 (NEMA 1) enclosure
58818 | 1336S-BRF50-AA-EN4-HA2-L6 | G | <p>This 1336 PLUS Adjustable Frequency AC drive is a 380-480VAC or 513-620V DC unit with 3.7 (5) kilowatts(horsepower) and has a(n) IP 20 (NEMA 1) enclosure. This unit is in the English language.</p> | 100
13862 | 1336S-BRF50-AA-EN4-HA2-L9E | G | Allen-Bradley 1336 PLUS Drive with 380-480V AC or 513-620V DC voltage, 5 horsepower rating and IP20 (NEMA 1) enclosure
13863 | 1336S-BRF50-AA-EN4-HAB-L4 | G | Allen-Bradley 1336 PLUS Drive with 380-480V AC or 513-620V DC voltage, 5 horsepower rating and IP20 (NEMA 1) enclosure
13857 | 1336S-BRF50-AA-EN4-HA-L4 | G | Allen-Bradley 1336 PLUS Drive with 380-480V AC or 513-620V DC voltage, 5 horsepower rating and IP20 (NEMA 1) enclosure
58644 | 1336S-BRF50-AA-EN4-HAP | G | <p>This 1336 PLUS Adjustable Frequency AC drive is a 380-480VAC or 513-620V DC unit with 3.7 (5) kilowatts(horsepower) and has a(n) IP 20 (NEMA 1) enclosure. This unit is in the English language.</p> | 100
13864 | 1336S-BRF50-AA-EN4-HAP-L4 | G | Allen-Bradley 1336 PLUS Drive with 380-480V AC or 513-620V DC voltage, 5 horsepower rating and IP20 (NEMA 1) enclosure
58855 | 1336S-BRF50-AA-EN4-HAP-L5 | G | <p>This 1336 PLUS Adjustable Frequency AC drive is a 380-480VAC or 513-620V DC unit with 3.7 (5) kilowatts(horsepower) and has a(n) IP 20 (NEMA 1) enclosure. This unit is in the English language.</p> | 100
13865 | 1336S-BRF50-AA-EN4-HAP-L6 | G | Allen-Bradley 1336 PLUS Drive with 380-480V AC or 513-620V DC voltage, 5 horsepower rating and IP20 (NEMA 1) enclosure
13866 | 1336S-BRF50-AA-EN4-L4 | G | Allen-Bradley 1336 PLUS Drive with 380-480V AC or 513-620V DC voltage, 5 horsepower rating and IP20 (NEMA 1) enclosure
58566 | 1336S-BRF50-AA-EN4-L5 | G | <p>This 1336 PLUS Adjustable Frequency AC drive is a 380-480VAC or 513-620V DC unit with 3.7 (5) kilowatts(horsepower) and has a(n) IP 20 (NEMA 1) enclosure. This unit is in the English language.</p> | 100
13867 | 1336S-BRF50-AA-EN4-L6 | G | Allen-Bradley 1336 PLUS Drive with 380-480V AC or 513-620V DC voltage, 5 horsepower rating and IP20 (NEMA 1) enclosure
13868 | 1336S-BRF50-AA-EN5 | G | Allen-Bradley 1336 PLUS Drive with 380-480V AC or 513-620V DC voltage, 5 horsepower rating and IP20 (NEMA 1) enclosure
58854 | 1336S-BRF50-AA-EN5-HA1-L5 | G | <p>This 1336 PLUS Adjustable Frequency AC drive is a 380-480VAC or 513-620V DC unit with 3.7 (5) kilowatts(horsepower) and has a(n) IP 20 (NEMA 1) enclosure. This unit is in the English language.</p> | 100
58853 | 1336S-BRF50-AA-EN5-HA2-L5 | G | <p>This 1336 PLUS Adjustable Frequency AC drive is a 380-480VAC or 513-620V DC unit with 3.7 (5) kilowatts(horsepower) and has a(n) IP 20 (NEMA 1) enclosure. This unit is in the English language.</p> | 100
13869 | 1336S-BRF50-AA-EN5-HAB-L4 | G | Allen-Bradley 1336 PLUS Drive with 380-480V AC or 513-620V DC voltage, 5 horsepower rating and IP20 (NEMA 1) enclosure
58852 | 1336S-BRF50-AA-EN5-HAP-L5 | G | <p>This 1336 PLUS Adjustable Frequency AC drive is a 380-480VAC or 513-620V DC unit with 3.7 (5) kilowatts(horsepower) and has a(n) IP 20 (NEMA 1) enclosure. This unit is in the English language.</p> | 100
13870 | 1336S-BRF50-AA-EN5-HAP-L6 | G | Allen-Bradley 1336 PLUS Drive with 380-480V AC or 513-620V DC voltage, 5 horsepower rating and IP20 (NEMA 1) enclosure
58593 | 1336S-BRF50-AA-EN5-L6 | G | <p>This 1336 PLUS Adjustable Frequency AC drive is a 380-480VAC or 513-620V DC unit with 3.7 (5) kilowatts(horsepower) and has a(n) IP 20 (NEMA 1) enclosure. This unit is in the English language.</p> | 100
58851 | 1336S-BRF50-AA-EN6-HA2-L4 | G | <p>This 1336 PLUS Adjustable Frequency AC drive is a 380-480VAC or 513-620V DC unit with 3.7 (5) kilowatts(horsepower) and has a(n) IP 20 (NEMA 1) enclosure. This unit is in the English language.</p> | 100
58643 | 1336S-BRF50-AA-EN6-L5E | G | <p>This 1336 PLUS Adjustable Frequency AC drive is a 380-480VAC or 513-620V DC unit with 3.7 (5) kilowatts(horsepower) and has a(n) IP 20 (NEMA 1) enclosure. This unit is in the English language.</p> | 100
58850 | 1336S-BRF50-AA-ENA4HA2-L4 | G | <p>This 1336 PLUS Adjustable Frequency AC drive is a 380-480VAC or 513-620V DC unit with 3.7 (5) kilowatts(horsepower) and has a(n) IP 20 (NEMA 1) enclosure. This unit is in the English language.</p> | 100
13848 | 1336S-BRF50-AA-EN-HA1-L4 | G | Allen-Bradley 1336 PLUS Drive with 380-480V AC or 513-620V DC voltage, 5 horsepower rating and IP20 (NEMA 1) enclosure
13849 | 1336S-BRF50-AA-EN-HA1-L6 | G | Allen-Bradley 1336 PLUS Drive with 380-480V AC or 513-620V DC voltage, 5 horsepower rating and IP20 (NEMA 1) enclosure
58834 | 1336S-BRF50-AA-EN-HA1-L6E | G | <p>This 1336 PLUS Adjustable Frequency AC drive is a 380-480VAC or 513-620V DC unit with 3.7 (5) kilowatts(horsepower) and has a(n) IP 20 (NEMA 1) enclosure. This unit is in the English language.</p> | 100
58594 | 1336S-BRF50-AA-EN-HA2 | G | <p>This 1336 PLUS Adjustable Frequency AC drive is a 380-480VAC or 513-620V DC unit with 3.7 (5) kilowatts(horsepower) and has a(n) IP 20 (NEMA 1) enclosure. This unit is in the English language.</p> | 100
58744 | 1336S-BRF50-AA-EN-HA2-L4 | G | <p>This 1336 PLUS Adjustable Frequency AC drive is a 380-480VAC or 513-620V DC unit with 3.7 (5) kilowatts(horsepower) and has a(n) IP 20 (NEMA 1) enclosure. This unit is in the English language.</p> | 100
58894 | 1336S-BRF50-AA-EN-HA2-L5 | G | <p>This 1336 PLUS Adjustable Frequency AC drive is a 380-480VAC or 513-620V DC unit with 3.7 (5) kilowatts(horsepower) and has a(n) IP 20 (NEMA 1) enclosure. This unit is in the English language.</p> | 100
13850 | 1336S-BRF50-AA-EN-HA2-L6 | G | Allen-Bradley 1336 PLUS Drive with 380-480V AC or 513-620V DC voltage, 5 horsepower rating and IP20 (NEMA 1) enclosure
58788 | 1336S-BRF50-AA-EN-HAP-L4 | G | <p>This 1336 PLUS Adjustable Frequency AC drive is a 380-480VAC or 513-620V DC unit with 3.7 (5) kilowatts(horsepower) and has a(n) IP 20 (NEMA 1) enclosure. This unit is in the English language.</p> | 100
13851 | 1336S-BRF50-AA-EN-HAP-L6 | G | Allen-Bradley 1336 PLUS Drive with 380-480V AC or 513-620V DC voltage, 5 horsepower rating and IP20 (NEMA 1) enclosure
58533 | 1336S-BRF50-AA-EN-L4 | G | <p>This 1336 PLUS Adjustable Frequency AC drive is a 380-480VAC or 513-620V DC unit with 3.7 (5) kilowatts(horsepower) and has a(n) IP 20 (NEMA 1) enclosure. This unit is in the English language.</p> | 100
13852 | 1336S-BRF50-AA-EN-L5 | G | Allen-Bradley 1336 PLUS Drive with 380-480V AC or 513-620V DC voltage, 5 horsepower rating and IP20 (NEMA 1) enclosure
13854 | 1336S-BRF50-AA-EN-L6E | G | Allen-Bradley 1336 PLUS Drive with 380-480V AC or 513-620V DC voltage, 5 horsepower rating and IP20 (NEMA 1) enclosure
13871 | 1336S-BRF50-AA-ES4 | G | Allen-Bradley 1336 PLUS Drive with 380-480V AC or 513-620V DC voltage, 5 horsepower rating and IP20 (NEMA 1) enclosure
58706 | 1336S-BRF50-AA-ES-HA2-L4 | G | <p>This 1336 PLUS Adjustable Frequency AC drive is a 380-480VAC or 513-620V DC unit with 3.7 (5) kilowatts(horsepower) and has a(n) IP 20 (NEMA 1) enclosure. This unit is in the Spanish language.</p> | 98.5
58377 | 1336S-BRF50-AA-FR | G | <p>This 1336 PLUS Adjustable Frequency AC drive is a 380-480VAC or 513-620V DC unit with 3.7 (5) kilowatts(horsepower) and has a(n) IP 20 (NEMA 1) enclosure. This unit is in the French language.</p> | 100
58449 | 1336S-BRF50-AA-FR6 | G | <p>This 1336 PLUS Adjustable Frequency AC drive is a 380-480VAC or 513-620V DC unit with 3.7 (5) kilowatts(horsepower) and has a(n) IP 20 (NEMA 1) enclosure. This unit is in the French language.</p> | 100
58743 | 1336S-BRF50-AA-FR-HA1-L6 | G | <p>This 1336 PLUS Adjustable Frequency AC drive is a 380-480VAC or 513-620V DC unit with 3.7 (5) kilowatts(horsepower) and has a(n) IP 20 (NEMA 1) enclosure. This unit is in the French language.</p> | 98.4925
58479 | 1336S-BRF50-AE-DE4 | G | <p>This 1336 PLUS Adjustable Frequency AC drive is a 380-480VAC or 513-620V DC unit with 3.7 (5) kilowatts(horsepower) and has a(n) IP 20 (NEMA 1)/EMC enclosure. This unit is in the English language.</p> | 100
58840 | 1336S-BRF50-AE-DE4-HA2-L6 | G | <p>This 1336 PLUS Adjustable Frequency AC drive is a 380-480VAC or 513-620V DC unit with 3.7 (5) kilowatts(horsepower) and has a(n) IP 20 (NEMA 1)/EMC enclosure. This unit is in the English language.</p> | 99.0099
58438 | 1336S-BRF50-AE-DE5 | G | <p>This 1336 PLUS Adjustable Frequency AC drive is a 380-480VAC or 513-620V DC unit with 3.7 (5) kilowatts(horsepower) and has a(n) IP 20 (NEMA 1)/EMC enclosure. This unit is in the German language.</p> | 99.005
58344 | 1336S-BRF50-AE-EN | G | <p>This 1336 PLUS Adjustable Frequency AC drive is a 380-480VAC or 513-620V DC unit with 3.7 (5) kilowatts(horsepower) and has a(n) IP 20 (NEMA 1)/EMC enclosure. This unit is in the English language.</p> | 100
58814 | 1336S-BRF50-AE-EN4-HA2-L5 | G | <p>This 1336 PLUS Adjustable Frequency AC drive is a 380-480VAC or 513-620V DC unit with 3.7 (5) kilowatts(horsepower) and has a(n) IP 20 (NEMA 1)/EMC enclosure. This unit is in the English language.</p> | 100
13873 | 1336S-BRF50-AE-EN5 | G | Allen-Bradley 1336 PLUS Drive with 380-480V AC or 513-620V DC voltage, 5 horsepower rating and IP20 (NEMA 1)/EMC enclosure
58433 | 1336S-BRF50-AE-FR4 | G | <p>This 1336 PLUS Adjustable Frequency AC drive is a 380-480VAC or 513-620V DC unit with 3.7 (5) kilowatts(horsepower) and has a(n) IP 20 (NEMA 1)/EMC enclosure. This unit is in the English language.</p> | 100
58422 | 1336S-BRF50-AE-FR5 | G | <p>This 1336 PLUS Adjustable Frequency AC drive is a 380-480VAC or 513-620V DC unit with 3.7 (5) kilowatts(horsepower) and has a(n) IP 20 (NEMA 1)/EMC enclosure. This unit is in the French language.</p> | 99.005
58592 | 1336S-BRF50-AE-HAP-L5 | G | <p>This 1336 PLUS Adjustable Frequency AC drive is a 380-480VAC or 513-620V DC unit with 3.7 (5) kilowatts(horsepower) and has a(n) IP 20 (NEMA 1)/EMC enclosure. This unit is in the English language.</p> | 100
13874 | 1336S-BRF50-AN-EN | G | Allen-Bradley 1336 PLUS Drive with 380-480V AC or 513-620V DC voltage, 5 horsepower rating and IP00 (Open) enclosure
13877 | 1336S-BRF50-AN-EN3 | G | Allen-Bradley 1336 PLUS Drive with 380-480V AC or 513-620V DC voltage, 5 horsepower rating and IP00 (Open) enclosure
58982 | 1336S-BRF50-AN-EN3-L5E | G | <p>This 1336 PLUS Adjustable Frequency AC drive is a 380-480VAC or 513-620V DC unit with 3.7 (5) kilowatts(horsepower) and has a(n) IP 00 (Open) enclosure. This unit is in the English language.</p> | 100
13878 | 1336S-BRF50-AN-EN4 | G | Allen-Bradley 1336 PLUS Drive with 380-480V AC or 513-620V DC voltage, 5 horsepower rating and IP00 (Open) enclosure
58989 | 1336S-BRF50-AN-EN4-HA1-L5 | G | <p>This 1336 PLUS Adjustable Frequency AC drive is a 380-480VAC or 513-620V DC unit with 3.7 (5) kilowatts(horsepower) and has a(n) IP 00 (Open) enclosure. This unit is in the English language.</p> | 100
13879 | 1336S-BRF50-AN-EN4-HA2-L5 | G | Allen-Bradley 1336 PLUS Drive with 380-480V AC or 513-620V DC voltage, 5 horsepower rating and IP00 (Open) enclosure
58993 | 1336S-BRF50-AN-EN4-HA2-L6 | G | <p>This 1336 PLUS Adjustable Frequency AC drive is a 380-480VAC or 513-620V DC unit with 3.7 (5) kilowatts(horsepower) and has a(n) IP 00 (Open) enclosure. This unit is in the English language.</p> | 98.7406
13880 | 1336S-BRF50-AN-EN4-HA2-L6E | G | Allen-Bradley 1336 PLUS Drive with 380-480V AC or 513-620V DC voltage, 5 horsepower rating and IP00 (Open) enclosure
13881 | 1336S-BRF50-AN-EN4-HAB | G | Allen-Bradley 1336 PLUS Drive with 380-480V AC or 513-620V DC voltage, 5 horsepower rating and IP00 (Open) enclosure
58802 | 1336S-BRF50-AN-EN4-HAP-L5 | G | <p>This 1336 PLUS Adjustable Frequency AC drive is a 380-480VAC or 513-620V DC unit with 3.7 (5) kilowatts(horsepower) and has a(n) IP 00 (Open) enclosure. This unit is in the English language.</p> | 100
58591 | 1336S-BRF50-AN-EN4-L4 | G | <p>This 1336 PLUS Adjustable Frequency AC drive is a 380-480VAC or 513-620V DC unit with 3.7 (5) kilowatts(horsepower) and has a(n) IP 00 (Open) enclosure. This unit is in the English language.</p> | 100
58565 | 1336S-BRF50-AN-EN4-L5 | G | <p>This 1336 PLUS Adjustable Frequency AC drive is a 380-480VAC or 513-620V DC unit with 3.7 (5) kilowatts(horsepower) and has a(n) IP 00 (Open) enclosure. This unit is in the English language.</p> | 100
13882 | 1336S-BRF50-AN-EN4-L6 | G | Allen-Bradley 1336 PLUS Drive with 380-480V AC or 513-620V DC voltage, 5 horsepower rating and IP00 (Open) enclosure
13883 | 1336S-BRF50-AN-EN5 | G | Allen-Bradley 1336 PLUS Drive with 380-480V AC or 513-620V DC voltage, 5 horsepower rating and IP00 (Open) enclosure
13884 | 1336S-BRF50-AN-EN5-HA1 | G | Allen-Bradley 1336 PLUS Drive with 380-480V AC or 513-620V DC voltage, 5 horsepower rating and IP00 (Open) enclosure
58642 | 1336S-BRF50-AN-EN5-HA2 | G | <p>This 1336 PLUS Adjustable Frequency AC drive is a 380-480VAC or 513-620V DC unit with 3.7 (5) kilowatts(horsepower) and has a(n) IP 00 (Open) enclosure. This unit is in the English language.</p> | 100
58849 | 1336S-BRF50-AN-EN5-HA2-L4 | G | <p>This 1336 PLUS Adjustable Frequency AC drive is a 380-480VAC or 513-620V DC unit with 3.7 (5) kilowatts(horsepower) and has a(n) IP 00 (Open) enclosure. This unit is in the English language.</p> | 100
13885 | 1336S-BRF50-AN-EN5-HA2-L6 | G | Allen-Bradley 1336 PLUS Drive with 380-480V AC or 513-620V DC voltage, 5 horsepower rating and IP00 (Open) enclosure
58978 | 1336S-BRF50-AN-EN5-L4 | G | <p>This 1336 PLUS Adjustable Frequency AC drive is a 380-480VAC or 513-620V DC unit with 3.7 (5) kilowatts(horsepower) and has a(n) IP 00 (Open) enclosure. This unit is in the English language.</p> | 100
58635 | 1336S-BRF50-AN-EN5-L5E | G | <p>This 1336 PLUS Adjustable Frequency AC drive is a 380-480VAC or 513-620V DC unit with 3.7 (5) kilowatts(horsepower) and has a(n) IP 00 (Open) enclosure. This unit is in the English language.</p> | 100
13886 | 1336S-BRF50-AN-EN5-L6 | G | Allen-Bradley 1336 PLUS Drive with 380-480V AC or 513-620V DC voltage, 5 horsepower rating and IP00 (Open) enclosure
13887 | 1336S-BRF50-AN-EN901-L4-MX1 | G | Allen-Bradley 1336 PLUS Drive with 380-480V AC or 513-620V DC voltage, 5 horsepower rating and IP00 (Open) enclosure
58559 | 1336S-BRF50-AN-EN-HA | G | <p>This 1336 PLUS Adjustable Frequency AC drive is a 380-480VAC or 513-620V DC unit with 3.7 (5) kilowatts(horsepower) and has a(n) IP 00 (Open) enclosure. This unit is in the English language.</p> | 100
58742 | 1336S-BRF50-AN-EN-HA1-L6 | G | <p>This 1336 PLUS Adjustable Frequency AC drive is a 380-480VAC or 513-620V DC unit with 3.7 (5) kilowatts(horsepower) and has a(n) IP 00 (Open) enclosure. This unit is in the English language.</p> | 100
58741 | 1336S-BRF50-AN-EN-HA2-L4 | G | <p>This 1336 PLUS Adjustable Frequency AC drive is a 380-480VAC or 513-620V DC unit with 3.7 (5) kilowatts(horsepower) and has a(n) IP 00 (Open) enclosure. This unit is in the English language.</p> | 100
13875 | 1336S-BRF50-AN-EN-HA2-L6 | G | Allen-Bradley 1336 PLUS Drive with 380-480V AC or 513-620V DC voltage, 5 horsepower rating and IP00 (Open) enclosure
58882 | 1336S-BRF50-AN-EN-HA2-L6E | G | <p>This 1336 PLUS Adjustable Frequency AC drive is a 380-480VAC or 513-620V DC unit with 3.7 (5) kilowatts(horsepower) and has a(n) IP 00 (Open) enclosure. This unit is in the English language.</p> | 100
58740 | 1336S-BRF50-AN-EN-HAP-L6 | G | <p>This 1336 PLUS Adjustable Frequency AC drive is a 380-480VAC or 513-620V DC unit with 3.7 (5) kilowatts(horsepower) and has a(n) IP 00 (Open) enclosure. This unit is in the English language.</p> | 100
58515 | 1336S-BRF50-AN-EN-L4 | G | <p>This 1336 PLUS Adjustable Frequency AC drive is a 380-480VAC or 513-620V DC unit with 3.7 (5) kilowatts(horsepower) and has a(n) IP 00 (Open) enclosure. This unit is in the English language.</p> | 100
58532 | 1336S-BRF50-AN-EN-L5 | G | <p>This 1336 PLUS Adjustable Frequency AC drive is a 380-480VAC or 513-620V DC unit with 3.7 (5) kilowatts(horsepower) and has a(n) IP 00 (Open) enclosure. This unit is in the English language.</p> | 100
13876 | 1336S-BRF50-AN-EN-L6 | G | Allen-Bradley 1336 PLUS Drive with 380-480V AC or 513-620V DC voltage, 5 horsepower rating and IP00 (Open) enclosure
58361 | 1336S-BRF50-AN-FR | G | <p>This 1336 PLUS Adjustable Frequency AC drive is a 380-480VAC or 513-620V DC unit with 3.7 (5) kilowatts(horsepower) and has a(n) IP 00 (Open) enclosure. This unit is in the French language.</p> | 100
58450 | 1336S-BRF50-AN-FR4 | G | <p>This 1336 PLUS Adjustable Frequency AC drive is a 380-480VAC or 513-620V DC unit with 3.7 (5) kilowatts(horsepower) and has a(n) IP 00 (Open) enclosure. This unit is in the English language.</p> | 100
58437 | 1336S-BRF50-AN-FR5 | G | <p>This 1336 PLUS Adjustable Frequency AC drive is a 380-480VAC or 513-620V DC unit with 3.7 (5) kilowatts(horsepower) and has a(n) IP 00 (Open) enclosure. This unit is in the French language.</p> | 97.7215
13888 | 1336S-BRF50-AN-L4-MX1 | G | Allen-Bradley 1336 PLUS Drive with 380-480V AC or 513-620V DC voltage, 5 horsepower rating and IP00 (Open) enclosure
58376 | 1336S-BRF75-AA-EN | G | <p>This 1336 PLUS Adjustable Frequency AC drive is a 380-480VAC or 513-620V DC unit with 5.5 (7.5) kilowatts(horsepower) and has a(n) IP 20 (NEMA 1) enclosure. This unit is in the English language.</p> | 100
58568 | 1336S-BRF75-AA-EN3-L6 | G | <p>This 1336 PLUS Adjustable Frequency AC drive is a 380-480VAC or 513-620V DC unit with 5.5 (7.5) kilowatts(horsepower) and has a(n) IP 20 (NEMA 1) enclosure. This unit is in the English language.</p> | 100
13889 | 1336S-BRF75-AA-EN4 | G | Allen-Bradley 1336 PLUS Drive with 380-480V AC or 513-620V DC voltage, 7.5 horsepower rating and IP20 (NEMA 1) enclosure
58848 | 1336S-BRF75-AA-EN4-HA1-L4 | G | <p>This 1336 PLUS Adjustable Frequency AC drive is a 380-480VAC or 513-620V DC unit with 5.5 (7.5) kilowatts(horsepower) and has a(n) IP 20 (NEMA 1) enclosure. This unit is in the English language.</p> | 100
58817 | 1336S-BRF75-AA-EN4-HA1-L6 | G | <p>This 1336 PLUS Adjustable Frequency AC drive is a 380-480VAC or 513-620V DC unit with 5.5 (7.5) kilowatts(horsepower) and has a(n) IP 20 (NEMA 1) enclosure. This unit is in the English language.</p> | 100
58641 | 1336S-BRF75-AA-EN4-HA2 | G | <p>This 1336 PLUS Adjustable Frequency AC drive is a 380-480VAC or 513-620V DC unit with 5.5 (7.5) kilowatts(horsepower) and has a(n) IP 20 (NEMA 1) enclosure. This unit is in the English language.</p> | 100
13890 | 1336S-BRF75-AA-EN4-HA2-L4 | G | Allen-Bradley 1336 PLUS Drive with 380-480V AC or 513-620V DC voltage, 7.5 horsepower rating and IP20 (NEMA 1) enclosure
13891 | 1336S-BRF75-AA-EN4-HA2-L6 | G | Allen-Bradley 1336 PLUS Drive with 380-480V AC or 513-620V DC voltage, 7.5 horsepower rating and IP20 (NEMA 1) enclosure
58847 | 1336S-BRF75-AA-EN4-HAP-L4 | G | <p>This 1336 PLUS Adjustable Frequency AC drive is a 380-480VAC or 513-620V DC unit with 5.5 (7.5) kilowatts(horsepower) and has a(n) IP 20 (NEMA 1) enclosure. This unit is in the English language.</p> | 100
58881 | 1336S-BRF75-AA-EN4-HAP-L6 | G | <p>This 1336 PLUS Adjustable Frequency AC drive is a 380-480VAC or 513-620V DC unit with 5.5 (7.5) kilowatts(horsepower) and has a(n) IP 20 (NEMA 1) enclosure. This unit is in the English language.</p> | 99.0196
58589 | 1336S-BRF75-AA-EN4-L5 | G | <p>This 1336 PLUS Adjustable Frequency AC drive is a 380-480VAC or 513-620V DC unit with 5.5 (7.5) kilowatts(horsepower) and has a(n) IP 20 (NEMA 1) enclosure. This unit is in the English language.</p> | 100
13892 | 1336S-BRF75-AA-EN4-L6 | G | Allen-Bradley 1336 PLUS Drive with 380-480V AC or 513-620V DC voltage, 7.5 horsepower rating and IP20 (NEMA 1) enclosure
58459 | 1336S-BRF75-AA-EN5 | G | <p>This 1336 PLUS Adjustable Frequency AC drive is a 380-480VAC or 513-620V DC unit with 5.5 (7.5) kilowatts(horsepower) and has a(n) IP 20 (NEMA 1) enclosure. This unit is in the English language.</p> | 100
58640 | 1336S-BRF75-AA-EN5-HA2 | G | <p>This 1336 PLUS Adjustable Frequency AC drive is a 380-480VAC or 513-620V DC unit with 5.5 (7.5) kilowatts(horsepower) and has a(n) IP 20 (NEMA 1) enclosure. This unit is in the English language.</p> | 100
58588 | 1336S-BRF75-AA-EN5-L4 | G | <p>This 1336 PLUS Adjustable Frequency AC drive is a 380-480VAC or 513-620V DC unit with 5.5 (7.5) kilowatts(horsepower) and has a(n) IP 20 (NEMA 1) enclosure. This unit is in the English language.</p> | 100
13893 | 1336S-BRF75-AA-EN5-L5 | G | Allen-Bradley 1336 PLUS Drive with 380-480V AC or 513-620V DC voltage, 7.5 horsepower rating and IP20 (NEMA 1) enclosure
13894 | 1336S-BRF75-AA-EN5-L6 | G | Allen-Bradley 1336 PLUS Drive with 380-480V AC or 513-620V DC voltage, 7.5 horsepower rating and IP20 (NEMA 1) enclosure
58833 | 1336S-BRF75-AA-EN-HA1-L6E | G | <p>This 1336 PLUS Adjustable Frequency AC drive is a 380-480VAC or 513-620V DC unit with 5.5 (7.5) kilowatts(horsepower) and has a(n) IP 20 (NEMA 1) enclosure. This unit is in the English language.</p> | 100
58590 | 1336S-BRF75-AA-EN-HA2 | G | <p>This 1336 PLUS Adjustable Frequency AC drive is a 380-480VAC or 513-620V DC unit with 5.5 (7.5) kilowatts(horsepower) and has a(n) IP 20 (NEMA 1) enclosure. This unit is in the English language.</p> | 100
58739 | 1336S-BRF75-AA-EN-HA2-L4 | G | <p>This 1336 PLUS Adjustable Frequency AC drive is a 380-480VAC or 513-620V DC unit with 5.5 (7.5) kilowatts(horsepower) and has a(n) IP 20 (NEMA 1) enclosure. This unit is in the English language.</p> | 100
58728 | 1336S-BRF75-AA-EN-HA2-L6 | G | <p>This 1336 PLUS Adjustable Frequency AC drive is a 380-480VAC or 513-620V DC unit with 5.5 (7.5) kilowatts(horsepower) and has a(n) IP 20 (NEMA 1) enclosure. This unit is in the English language.</p> | 100
58697 | 1336S-BRF75-AA-EN-HAB-L4 | G | <p>This 1336 PLUS Adjustable Frequency AC drive is a 380-480VAC or 513-620V DC unit with 5.5 (7.5) kilowatts(horsepower) and has a(n) IP 20 (NEMA 1) enclosure. This unit is in the English language.</p> | 100
58518 | 1336S-BRF75-AA-EN-L6 | G | <p>This 1336 PLUS Adjustable Frequency AC drive is a 380-480VAC or 513-620V DC unit with 5.5 (7.5) kilowatts(horsepower) and has a(n) IP 20 (NEMA 1) enclosure. This unit is in the English language.</p> | 100
58458 | 1336S-BRF75-AA-ES4 | G | <p>This 1336 PLUS Adjustable Frequency AC drive is a 380-480VAC or 513-620V DC unit with 5.5 (7.5) kilowatts(horsepower) and has a(n) IP 20 (NEMA 1) enclosure. This unit is in the English language.</p> | 100
58457 | 1336S-BRF75-AE-DE4 | G | <p>This 1336 PLUS Adjustable Frequency AC drive is a 380-480VAC or 513-620V DC unit with 5.5 (7.5) kilowatts(horsepower) and has a(n) IP 20 (NEMA 1)/EMC enclosure. This unit is in the English language.</p> | 100
58992 | 1336S-BRF75-AE-DE4-HA2-L5 | G | <p>This 1336 PLUS Adjustable Frequency AC drive is a 380-480VAC or 513-620V DC unit with 5.5 (7.5) kilowatts(horsepower) and has a(n) IP 20 (NEMA 1)/EMC enclosure. This unit is in the English language.</p> | 97.5369
13895 | 1336S-BRF75-AE-EN3 | G | Allen-Bradley 1336 PLUS Drive with 380-480V AC or 513-620V DC voltage, 7.5 horsepower rating and IP20 (NEMA 1)/EMC enclosure
13896 | 1336S-BRF75-AE-EN4 | G | Allen-Bradley 1336 PLUS Drive with 380-480V AC or 513-620V DC voltage, 7.5 horsepower rating and IP20 (NEMA 1)/EMC enclosure
58624 | 1336S-BRF75-AE-EN4-HA2 | G | <p>This 1336 PLUS Adjustable Frequency AC drive is a 380-480VAC or 513-620V DC unit with 5.5 (7.5) kilowatts(horsepower) and has a(n) IP 20 (NEMA 1)/EMC enclosure. This unit is in the English language.</p> | 100
13897 | 1336S-BRF75-AE-ES4 | G | Allen-Bradley 1336 PLUS Drive with 380-480V AC or 513-620V DC voltage, 7.5 horsepower rating and IP20 (NEMA 1)/EMC enclosure
13898 | 1336S-BRF75-AE-FR4 | G | Allen-Bradley 1336 PLUS Drive with 380-480V AC or 513-620V DC voltage, 7.5 horsepower rating and IP20 (NEMA 1)/EMC enclosure
58846 | 1336S-BRF75-AJ-EN4-HJ2-L4 | G | <p>This 1336 PLUS Adjustable Frequency AC drive is a 380-480VAC or 513-620V DC unit with 5.5 (7.5) kilowatts(horsepower) and has a(n) IP 54 (NEMA 12) enclosure. This unit is in the English language.</p> | 98.7654
58456 | 1336S-BRF75-AN-DE4 | G | <p>This 1336 PLUS Adjustable Frequency AC drive is a 380-480VAC or 513-620V DC unit with 5.5 (7.5) kilowatts(horsepower) and has a(n) IP 00 (Open) enclosure. This unit is in the English language.</p> | 100
13899 | 1336S-BRF75-AN-EN | G | Allen-Bradley 1336 PLUS Drive with 380-480V AC or 513-620V DC voltage, 7.5 horsepower rating and IP00 (Open) enclosure
13902 | 1336S-BRF75-AN-EN4 | G | Allen-Bradley 1336 PLUS Drive with 380-480V AC or 513-620V DC voltage, 7.5 horsepower rating and IP00 (Open) enclosure
58639 | 1336S-BRF75-AN-EN4-HA2 | G | <p>This 1336 PLUS Adjustable Frequency AC drive is a 380-480VAC or 513-620V DC unit with 5.5 (7.5) kilowatts(horsepower) and has a(n) IP 00 (Open) enclosure. This unit is in the English language.</p> | 100
58983 | 1336S-BRF75-AN-EN4-HAB | G | <p>This 1336 PLUS Adjustable Frequency AC drive is a 380-480VAC or 513-620V DC unit with 5.5 (7.5) kilowatts(horsepower) and has a(n) IP 00 (Open) enclosure. This unit is in the English language.</p> | 100
58571 | 1336S-BRF75-AN-EN4-L6 | G | <p>This 1336 PLUS Adjustable Frequency AC drive is a 380-480VAC or 513-620V DC unit with 5.5 (7.5) kilowatts(horsepower) and has a(n) IP 00 (Open) enclosure. This unit is in the English language.</p> | 100
13903 | 1336S-BRF75-AN-EN5 | G | Allen-Bradley 1336 PLUS Drive with 380-480V AC or 513-620V DC voltage, 7.5 horsepower rating and IP00 (Open) enclosure
58455 | 1336S-BRF75-AN-EN6 | G | <p>This 1336 PLUS Adjustable Frequency AC drive is a 380-480VAC or 513-620V DC unit with 5.5 (7.5) kilowatts(horsepower) and has a(n) IP 00 (Open) enclosure. This unit is in the English language.</p> | 100
13900 | 1336S-BRF75-AN-EN-HA1-L6 | G | Allen-Bradley 1336 PLUS Drive with 380-480V AC or 513-620V DC voltage, 7.5 horsepower rating and IP00 (Open) enclosure
58991 | 1336S-BRF75-AN-EN-HA2-L6E | G | <p>This 1336 PLUS Adjustable Frequency AC drive is a 380-480VAC or 513-620V DC unit with 5.5 (7.5) kilowatts(horsepower) and has a(n) IP 00 (Open) enclosure. This unit is in the English language.</p> | 100
58845 | 1336S-BRF75-AN-EN-HAB-L6 | G | <p>This 1336 PLUS Adjustable Frequency AC drive is a 380-480VAC or 513-620V DC unit with 5.5 (7.5) kilowatts(horsepower) and has a(n) IP 00 (Open) enclosure. This unit is in the English language.</p> | 100
59016 | 1336S-BRF75-AN-EN-HASB-L6 | G | <p>This 1336 PLUS Adjustable Frequency AC drive is a 380-480VAC or 513-620V DC unit with 5.5 (7.5) kilowatts(horsepower) and has a(n) IP 00 (Open) enclosure. This unit is in the English language.</p> | 98.2456
13901 | 1336S-BRF75-AN-EN-L6 | G | Allen-Bradley 1336 PLUS Drive with 380-480V AC or 513-620V DC voltage, 7.5 horsepower rating and IP00 (Open) enclosure
58454 | 1336S-BRF75-AN-FR4 | G | <p>This 1336 PLUS Adjustable Frequency AC drive is a 380-480VAC or 513-620V DC unit with 5.5 (7.5) kilowatts(horsepower) and has a(n) IP 00 (Open) enclosure. This unit is in the English language.</p> | 100
58367 | 1336S-BX040-AA-EN | G | <p>This 1336 PLUS Adjustable Frequency AC drive is a Special Rating unit with 30 (40) kilowatts(horsepower) and has a(n) IP 20 (NEMA 1) enclosure. This unit is in the English language.</p> | 100
58901 | 1336S-BX040-AA-EN3-GM1-HAB | G | <p>This 1336 PLUS Adjustable Frequency AC drive is a Special Rating unit with 30 (40) kilowatts(horsepower) and has a(n) IP 20 (NEMA 1) enclosure. This unit is in the English language.</p> | 98.4127
13904 | 1336S-BX040-AA-EN4-GM1-L5 | G | Allen-Bradley 1336 PLUS Drive with 1336 PLUS Drive voltage, 40 Horsepower (HP) horsepower rating and 460 AC Volts enclosure
58844 | 1336S-BX040-AA-EN4-HA2-L5 | G | <p>This 1336 PLUS Adjustable Frequency AC drive is a Special Rating unit with 30 (40) kilowatts(horsepower) and has a(n) IP 20 (NEMA 1) enclosure. This unit is in the English language.</p> | 100
58621 | 1336S-BX040-AA-EN5-GM1 | G | <p>This 1336 PLUS Adjustable Frequency AC drive is a Special Rating unit with 30 (40) kilowatts(horsepower) and has a(n) IP 20 (NEMA 1) enclosure. This unit is in the English language.</p> | 100
58511 | 1336S-BX040-AA-EN-L6 | G | <p>This 1336 PLUS Adjustable Frequency AC drive is a Special Rating unit with 30 (40) kilowatts(horsepower) and has a(n) IP 20 (NEMA 1) enclosure. This unit is in the English language.</p> | 100
58366 | 1336S-BX040-AF-EN | G | <p>This 1336 PLUS Adjustable Frequency AC drive is a Special Rating unit with 30 (40) kilowatts(horsepower) and has a(n) IP 65 (NEMA 4) enclosure. This unit is in the English language.</p> | 98.4127
58365 | 1336S-BX040-AN-EN | G | <p>This 1336 PLUS Adjustable Frequency AC drive is a Special Rating unit with 30 (40) kilowatts(horsepower) and has a(n) IP 00 (Open) enclosure. This unit is in the English language.</p> | 100
58583 | 1336S-BX040-AN-EN3-L6 | G | <p>This 1336 PLUS Adjustable Frequency AC drive is a Special Rating unit with 30 (40) kilowatts(horsepower) and has a(n) IP 00 (Open) enclosure. This unit is in the English language.</p> | 100
58843 | 1336S-BX040-AN-EN4-HA2-L6 | G | <p>This 1336 PLUS Adjustable Frequency AC drive is a Special Rating unit with 30 (40) kilowatts(horsepower) and has a(n) IP 00 (Open) enclosure. This unit is in the English language.</p> | 96.8085
58478 | 1336S-BX040-AN-EN5 | G | <p>This 1336 PLUS Adjustable Frequency AC drive is a Special Rating unit with 30 (40) kilowatts(horsepower) and has a(n) IP 00 (Open) enclosure. This unit is in the English language.</p> | 100
58636 | 1336S-BX040-AN-EN5-L6E | G | <p>This 1336 PLUS Adjustable Frequency AC drive is a Special Rating unit with 30 (40) kilowatts(horsepower) and has a(n) IP 00 (Open) enclosure. This unit is in the English language.</p> | 100
58809 | 1336S-BX040-AN-EN6-HA2-L6 | G | <p>This 1336 PLUS Adjustable Frequency AC drive is a Special Rating unit with 30 (40) kilowatts(horsepower) and has a(n) IP 00 (Open) enclosure. This unit is in the English language.</p> | 100
13905 | 1336S-BX040-AN-EN-L6 | G | Allen-Bradley 1336 PLUS Drive with 1336 PLUS Drive voltage, 40 Horsepower (HP) horsepower rating and 380-480 Volts AC enclosure | 99.2126
59731 | 1336S-BX060-AA-EN4 | G | <p>This 1336 PLUS Adjustable Frequency AC drive is a Special Rating unit with 45 (60) kilowatts(horsepower) and has a(n) IP 20 (NEMA 1) enclosure. This unit is in the English language.</p> |  | 2
58436 | 1336S-BX060-AA-EN5 | G | <p>This 1336 PLUS Adjustable Frequency AC drive is a Special Rating unit with 45 (60) kilowatts(horsepower) and has a(n) IP 20 (NEMA 1) enclosure. This unit is in the English language.</p> | 100
58375 | 1336S-BX060-AN-EN | G | <p>This 1336 PLUS Adjustable Frequency AC drive is a Special Rating unit with 45 (60) kilowatts(horsepower) and has a(n) IP 00 (Open) enclosure. This unit is in the English language.</p> | 100
58795 | 1336S-BX060-AN-EN3-HA1-L5 | G | <p>This 1336 PLUS Adjustable Frequency AC drive is a Special Rating unit with 45 (60) kilowatts(horsepower) and has a(n) IP 00 (Open) enclosure. This unit is in the English language.</p> | 98.3957
13906 | 1336S-BX060-AN-EN4 | G | Allen-Bradley 1336 PLUS Drive with 1336 PLUS Drive voltage, 60 Horsepower (HP) horsepower rating and 480 AC Volts enclosure
58638 | 1336S-BX060-AN-EN5-HA2 | G | <p>This 1336 PLUS Adjustable Frequency AC drive is a Special Rating unit with 45 (60) kilowatts(horsepower) and has a(n) IP 00 (Open) enclosure. This unit is in the English language.</p> | 100
58448 | 1336S-BX060-AN-EN6 | G | <p>This 1336 PLUS Adjustable Frequency AC drive is a Special Rating unit with 45 (60) kilowatts(horsepower) and has a(n) IP 00 (Open) enclosure. This unit is in the English language.</p> | 100
58738 | 1336S-BX060-AN-EN-GM1-L6 | G | <p>This 1336 PLUS Adjustable Frequency AC drive is a Special Rating unit with 45 (60) kilowatts(horsepower) and has a(n) IP 00 (Open) enclosure. This unit is in the English language.</p> | 100
58513 | 1336S-BX060-AN-EN-L6 | G | <p>This 1336 PLUS Adjustable Frequency AC drive is a Special Rating unit with 45 (60) kilowatts(horsepower) and has a(n) IP 00 (Open) enclosure. This unit is in the English language.</p> | 100
58421 | 1336S-BX060-AN-FR4 | G | <p>This 1336 PLUS Adjustable Frequency AC drive is a Special Rating unit with 45 (60) kilowatts(horsepower) and has a(n) IP 00 (Open) enclosure. This unit is in the English language.</p> | 100
58308 | 1336S-C007-AA-EN | G | <p>This 1336 PLUS Adjustable Frequency AC drive is a 500-600V AC unit with 5.5 (7.5) kilowatts(horsepower) and has a(n) IP 20 (NEMA 1) enclosure. This unit is in the English language.</p> | 100
58370 | 1336S-C007-AA-EN4 | G | <p>This 1336 PLUS Adjustable Frequency AC drive is a 500-600V AC unit with 5.5 (7.5) kilowatts(horsepower) and has a(n) IP 20 (NEMA 1) enclosure. This unit is in the English language.</p> | 100
58696 | 1336S-C007-AA-EN4-HA2-L6 | G | <p>This 1336 PLUS Adjustable Frequency AC drive is a 500-600V AC unit with 5.5 (7.5) kilowatts(horsepower) and has a(n) IP 20 (NEMA 1) enclosure. This unit is in the English language.</p> | 98.9305
58671 | 1336S-C007-AA-EN-HA2-L6 | G | <p>This 1336 PLUS Adjustable Frequency AC drive is a 500-600V AC unit with 5.5 (7.5) kilowatts(horsepower) and has a(n) IP 20 (NEMA 1) enclosure. This unit is in the English language.</p> | 100
58304 | 1336S-C007-AA-FR | G | This 1336 PLUS Adjustable Frequency AC drive is a 500-600V AC unit with 5.5 (7.5) kilowatts(horsepower) and has a(n) IP 20 (NEMA 1) enclosure. This unit is in the French language. | 95.6044
13908 | 1336S-C007-AN-EN | G | Allen-Bradley 1336 PLUS Drive with 500-600V AC voltage, 7.5 horsepower rating and IP00 (Open) enclosure
13909 | 1336S-C007-AN-FR | G | Allen-Bradley 1336 PLUS Drive with 500-600V AC voltage, 7.5 horsepower rating and IP00 (Open) enclosure
13911 | 1336S-C007-AN-FR4 | G | Allen-Bradley 1336 PLUS Drive with 500-600V AC voltage, 7.5 horsepower rating and IP00 (Open) enclosure
58351 | 1336S-C007-AN-FR6 | G | <p>This 1336 PLUS Adjustable Frequency AC drive is a 500-600V AC unit with 5.5 (7.5) kilowatts(horsepower) and has a(n) IP 00 (Open) enclosure. This unit is in the French language.</p> | 100
13910 | 1336S-C007-AN-FR-GM1-L6 | G | Allen-Bradley 1336 PLUS Drive with 500-600V AC voltage, 7.5 horsepower rating and IP00 (Open) enclosure
58497 | 1336S-C007-AN-FR-L6 | G | <p>This 1336 PLUS Adjustable Frequency AC drive is a 500-600V AC unit with 5.5 (7.5) kilowatts(horsepower) and has a(n) IP 00 (Open) enclosure. This unit is in the French language.</p> | 97.8378
58517 | 1336S-C010-AA-EN4-L6 | G | <p>This 1336 PLUS Adjustable Frequency AC drive is a 500-600V AC unit with 7.5 (10) kilowatts(horsepower) and has a(n) IP 20 (NEMA 1) enclosure. This unit is in the English language.</p> | 98.6595
13912 | 1336S-C010-AA-EN-HA2-L5 | G | Allen-Bradley 1336 PLUS Drive with 500-600V AC voltage, 10 horsepower rating and IP20 (NEMA 1) enclosure
58323 | 1336S-C010-AN-EN | G | <p>This 1336 PLUS Adjustable Frequency AC drive is a 500-600V AC unit with 7.5 (10) kilowatts(horsepower) and has a(n) IP 00 (Open) enclosure. This unit is in the English language.</p> | 100
13914 | 1336S-C010-AN-EN4-HA1-L6 | G | Allen-Bradley 1336 PLUS Drive with 500-600V AC voltage, 10 horsepower rating and IP00 (Open) enclosure
13913 | 1336S-C010-AN-EN-HA2 | G | Allen-Bradley 1336 PLUS Drive with 500-600V AC voltage, 10 horsepower rating and IP00 (Open) enclosure
58331 | 1336S-C010-AN-FR | G | <p>This 1336 PLUS Adjustable Frequency AC drive is a 500-600V AC unit with 7.5 (10) kilowatts(horsepower) and has a(n) IP 00 (Open) enclosure. This unit is in the French language.</p> | 100
58966 | 1336S-C010-AN-FR4 | G | <p>This 1336 PLUS Adjustable Frequency AC drive is a 500-600V AC unit with 7.5 (10) kilowatts(horsepower) and has a(n) IP 00 (Open) enclosure. This unit is in the English language.</p> | 97.019
58374 | 1336S-C010-AN-FR5 | G | <p>This 1336 PLUS Adjustable Frequency AC drive is a 500-600V AC unit with 7.5 (10) kilowatts(horsepower) and has a(n) IP 00 (Open) enclosure. This unit is in the French language.</p> | 99.4565
58737 | 1336S-C015-AA-EN4-HA2-L6 | G | <p>This 1336 PLUS Adjustable Frequency AC drive is a 500-600V AC unit with 11 (15) kilowatts(horsepower) and has a(n) IP 20 (NEMA 1) enclosure. This unit is in the English language.</p> | 98.6595
58695 | 1336S-C015-AA-EN5-HA2-L6 | G | <p>This 1336 PLUS Adjustable Frequency AC drive is a 500-600V AC unit with 11 (15) kilowatts(horsepower) and has a(n) IP 20 (NEMA 1) enclosure. This unit is in the English language.</p> | 100
58670 | 1336S-C015-AA-EN-HA2-L6 | G | <p>This 1336 PLUS Adjustable Frequency AC drive is a 500-600V AC unit with 11 (15) kilowatts(horsepower) and has a(n) IP 20 (NEMA 1) enclosure. This unit is in the English language.</p> | 100
13915 | 1336S-C015-AA-FR | G | Allen-Bradley 1336 PLUS Drive with 500-600V AC voltage, 15 horsepower rating and IP20 (NEMA 1) enclosure
58414 | 1336S-C015-AA-FR5 | G | <p>This 1336 PLUS Adjustable Frequency AC drive is a 500-600V AC unit with 11 (15) kilowatts(horsepower) and has a(n) IP 20 (NEMA 1) enclosure. This unit is in the French language.</p> | 97.5741
13916 | 1336S-C015-AJ-EN5-HJ2-LS | G | Allen-Bradley 1336 PLUS Drive with 500-600V AC voltage, 15 horsepower rating and IP54 (NEMA 12) enclosure
58338 | 1336S-C015-AN-EN3 | G | <p>This 1336 PLUS Adjustable Frequency AC drive is a 500-600V AC unit with 11 (15) kilowatts(horsepower) and has a(n) IP 00 (Open) enclosure. This unit is in the English language.</p> | 100
58322 | 1336S-C015-AN-FR | G | <p>This 1336 PLUS Adjustable Frequency AC drive is a 500-600V AC unit with 11 (15) kilowatts(horsepower) and has a(n) IP 00 (Open) enclosure. This unit is in the French language.</p> | 100
58350 | 1336S-C015-AN-FR4 | G | <p>This 1336 PLUS Adjustable Frequency AC drive is a 500-600V AC unit with 11 (15) kilowatts(horsepower) and has a(n) IP 00 (Open) enclosure. This unit is in the English language.</p> | 98.3784
58413 | 1336S-C015-AN-FR5 | G | <p>This 1336 PLUS Adjustable Frequency AC drive is a 500-600V AC unit with 11 (15) kilowatts(horsepower) and has a(n) IP 00 (Open) enclosure. This unit is in the French language.</p> | 98.0926
13917 | 1336S-C020-AN-FR | G | Allen-Bradley 1336 PLUS Drive with 500-600V AC voltage, 20 horsepower rating and IP00 (Open) enclosure
58961 | 1336S-C025-AN-EN | G | <p>This 1336 PLUS Adjustable Frequency AC drive is a 500-600V AC unit with 18.5 (25) kilowatts(horsepower) and has a(n) IP 00 (Open) enclosure. This unit is in the English language.</p> | 98.1132
58373 | 1336S-C025-AN-EN5 | G | <p>This 1336 PLUS Adjustable Frequency AC drive is a 500-600V AC unit with 18.5 (25) kilowatts(horsepower) and has a(n) IP 00 (Open) enclosure. This unit is in the English language.</p> | 100
58372 | 1336S-C025-AN-FR5 | G | <p>This 1336 PLUS Adjustable Frequency AC drive is a 500-600V AC unit with 18.5 (25) kilowatts(horsepower) and has a(n) IP 00 (Open) enclosure. This unit is in the French language.</p> | 98.3784
58987 | 1336S-C030-AA-EN4-HA2-L6 | G | <p>This 1336 PLUS Adjustable Frequency AC drive is a 500-600V AC unit with 22 (30) kilowatts(horsepower) and has a(n) IP 20 (NEMA 1) enclosure. This unit is in the English language.</p> | 95.9786
58672 | 1336S-C030-AA-EN-HA2-L6 | G | <p>This 1336 PLUS Adjustable Frequency AC drive is a 500-600V AC unit with 22 (30) kilowatts(horsepower) and has a(n) IP 20 (NEMA 1) enclosure. This unit is in the English language.</p> | 100
58734 | 1336S-C030-AN-EN5-HA2-L6 | G | <p>This 1336 PLUS Adjustable Frequency AC drive is a 500-600V AC unit with 22 (30) kilowatts(horsepower) and has a(n) IP 00 (Open) enclosure. This unit is in the English language.</p> | 98.3696
13918 | 1336S-C040-AA-EN | G | Allen-Bradley 1336 PLUS Drive with 500-600V AC voltage, 40 horsepower rating and IP20 (NEMA 1) enclosure
58332 | 1336S-C040-AN-EN4 | G | <p>This 1336 PLUS Adjustable Frequency AC drive is a 500-600V AC unit with 30 (40) kilowatts(horsepower) and has a(n) IP 00 (Open) enclosure. This unit is in the English language.</p> | 100
58412 | 1336S-C040-AN-FR4 | G | <p>This 1336 PLUS Adjustable Frequency AC drive is a 500-600V AC unit with 30 (40) kilowatts(horsepower) and has a(n) IP 00 (Open) enclosure. This unit is in the English language.</p> | 98.913
58315 | 1336S-C050-AA-EN | G | <p>This 1336 PLUS Adjustable Frequency AC drive is a 500-600V AC unit with 37 (50) kilowatts(horsepower) and has a(n) IP 20 (NEMA 1) enclosure. This unit is in the English language.</p> | 100
58673 | 1336S-C050-AA-EN-HA2-L6 | G | <p>This 1336 PLUS Adjustable Frequency AC drive is a 500-600V AC unit with 37 (50) kilowatts(horsepower) and has a(n) IP 20 (NEMA 1) enclosure. This unit is in the English language.</p> | 98.6595
58489 | 1336S-C050-AA-EN-L4 | G | <p>This 1336 PLUS Adjustable Frequency AC drive is a 500-600V AC unit with 37 (50) kilowatts(horsepower) and has a(n) IP 20 (NEMA 1) enclosure. This unit is in the English language.</p> | 100
58314 | 1336S-C050-AN-EN | G | <p>This 1336 PLUS Adjustable Frequency AC drive is a 500-600V AC unit with 37 (50) kilowatts(horsepower) and has a(n) IP 00 (Open) enclosure. This unit is in the English language.</p> | 100
58842 | 1336S-C050-AN-EN4-GM1-HA2 | G | <p>This 1336 PLUS Adjustable Frequency AC drive is a 500-600V AC unit with 37 (50) kilowatts(horsepower) and has a(n) IP 00 (Open) enclosure. This unit is in the English language.</p> | 98.645
58313 | 1336S-C050-AN-FR | G | <p>This 1336 PLUS Adjustable Frequency AC drive is a 500-600V AC unit with 37 (50) kilowatts(horsepower) and has a(n) IP 00 (Open) enclosure. This unit is in the French language.</p> | 98.6376
13919 | 1336S-C060-AA-EN | G | Allen-Bradley 1336 PLUS Drive with 500-600V AC voltage, 60 horsepower rating and IP20 (NEMA 1) enclosure
58704 | 1336S-C075-AA-EN4-HA2-L6 | G | <p>This 1336 PLUS Adjustable Frequency AC drive is a 500-600V AC unit with 56 (75) kilowatts(horsepower) and has a(n) IP 20 (NEMA 1) enclosure. This unit is in the English language.</p> | 98.3871
13920 | 1336S-C075-AA-FR | G | Allen-Bradley 1336 PLUS Drive with 500-600V AC voltage, 75 horsepower rating and IP20 (NEMA 1) enclosure
13921 | 1336S-C075-AA-FR4 | G | Allen-Bradley 1336 PLUS Drive with 500-600V AC voltage, 75 horsepower rating and IP20 (NEMA 1) enclosure
13922 | 1336S-C075-AN-FR | G | Allen-Bradley 1336 PLUS Drive with 500-600V AC voltage, 75 horsepower rating and IP00 (Open) enclosure
58736 | 1336S-C100-AN-EN4-HA2-L6 | G | <p>This 1336 PLUS Adjustable Frequency AC drive is a 500-600V AC unit with 75 (100) kilowatts(horsepower) and has a(n) IP 00 (Open) enclosure. This unit is in the English language.</p> | 99.4595
58968 | 1336S-C100-AN-FR5 | G | <p>This 1336 PLUS Adjustable Frequency AC drive is a 500-600V AC unit with 75 (100) kilowatts(horsepower) and has a(n) IP 00 (Open) enclosure. This unit is in the French language.</p> | 95.393
58973 | 1336S-C125-AA-DE4-L4 | G | <p>This 1336 PLUS Adjustable Frequency AC drive is a 500-600V AC unit with 93 (125) kilowatts(horsepower) and has a(n) IP 20 (NEMA 1) enclosure. This unit is in the English language.</p> | 97.5871
58787 | 1336S-C125-AA-EN4-HA2-L6 | G | <p>This 1336 PLUS Adjustable Frequency AC drive is a 500-600V AC unit with 93 (125) kilowatts(horsepower) and has a(n) IP 20 (NEMA 1) enclosure. This unit is in the English language.</p> | 100
58445 | 1336S-CWF10-AN-FR4 | G | <p>This 1336 PLUS Adjustable Frequency AC drive is a 500-600V AC or 775V DC unit with 0.75 (1) kilowatts(horsepower) and has a(n) IP 00 (Open) enclosure. This unit is in the English language.</p> | 98.7212
13923 | 1336S-CWF20-AA-EN4-HAP-L6 | G | Allen-Bradley 1336 PLUS Drive with 500-600V or 775V DC voltage, 2 horsepower rating and IP20 (NEMA 1) enclosure
58705 | 1336S-CWF20-AA-EN-HA2-L4 | G | <p>This 1336 PLUS Adjustable Frequency AC drive is a 500-600V AC or 775V DC unit with 1.5 (2) kilowatts(horsepower) and has a(n) IP 20 (NEMA 1) enclosure. This unit is in the English language.</p> | 98.4772
58652 | 1336S-CWF20-AA-FR4-HA1 | G | <p>This 1336 PLUS Adjustable Frequency AC drive is a 500-600V AC or 775V DC unit with 1.5 (2) kilowatts(horsepower) and has a(n) IP 20 (NEMA 1) enclosure. This unit is in the English language.</p> | 100
58582 | 1336S-CWF20-AA-FR4-L6 | G | <p>This 1336 PLUS Adjustable Frequency AC drive is a 500-600V AC or 775V DC unit with 1.5 (2) kilowatts(horsepower) and has a(n) IP 20 (NEMA 1) enclosure. This unit is in the English language.</p> | 100
13924 | 1336S-CWF20-AN-FR | G | Allen-Bradley 1336 PLUS Drive with 500-600V or 775V DC voltage, 2 horsepower rating and IP00 (Open) enclosure
58451 | 1336S-CWF20-AN-FR4 | G | <p>This 1336 PLUS Adjustable Frequency AC drive is a 500-600V AC or 775V DC unit with 1.5 (2) kilowatts(horsepower) and has a(n) IP 00 (Open) enclosure. This unit is in the English language.</p> | 98.4615
58435 | 1336S-CWF30-AA-DE4 | G | <p>This 1336 PLUS Adjustable Frequency AC drive is a 500-600V AC or 775V DC unit with 2.2 (3) kilowatts(horsepower) and has a(n) IP 20 (NEMA 1) enclosure. This unit is in the English language.</p> | 98.4772
58371 | 1336S-CWF30-AA-EN | G | <p>This 1336 PLUS Adjustable Frequency AC drive is a 500-600V AC or 775V DC unit with 2.2 (3) kilowatts(horsepower) and has a(n) IP 20 (NEMA 1) enclosure. This unit is in the English language.</p> | 100
13925 | 1336S-CWF30-AN-EN5-L6 | G | Allen-Bradley 1336 PLUS Drive with 500-600V or 775V DC voltage, 3 horsepower rating and IP00 (Open) enclosure
13926 | 1336S-CWF30-AN-FR | G | Allen-Bradley 1336 PLUS Drive with 500-600V or 775V DC voltage, 3 horsepower rating and IP00 (Open) enclosure
13927 | 1336S-CWF30-AN-FR4 | G | Allen-Bradley 1336 PLUS Drive with 500-600V or 775V DC voltage, 3 horsepower rating and IP00 (Open) enclosure
58453 | 1336S-CWF30-AN-FR5 | G | <p>This 1336 PLUS Adjustable Frequency AC drive is a 500-600V AC or 775V DC unit with 2.2 (3) kilowatts(horsepower) and has a(n) IP 00 (Open) enclosure. This unit is in the French language.</p> | 98.4536
58816 | 1336S-CWF50-AA-EN4-HA2-L4 | G | <p>This 1336 PLUS Adjustable Frequency AC drive is a 500-600V AC or 775V DC unit with 3.7 (5) kilowatts(horsepower) and has a(n) IP 20 (NEMA 1) enclosure. This unit is in the English language.</p> | 96.9543
13928 | 1336S-CWF50-AA-EN4-HAP-L6 | G | Allen-Bradley 1336 PLUS Drive with 500-600V or 775V DC voltage, 5 horsepower rating and IP20 (NEMA 1) enclosure
58452 | 1336S-CWF50-AN-EN4 | G | <p>This 1336 PLUS Adjustable Frequency AC drive is a 500-600V AC or 775V DC unit with 3.7 (5) kilowatts(horsepower) and has a(n) IP 00 (Open) enclosure. This unit is in the English language.</p> | 100
58813 | 1336S-CWF50-AN-EN5-HA1-L5 | G | <p>This 1336 PLUS Adjustable Frequency AC drive is a 500-600V AC or 775V DC unit with 3.7 (5) kilowatts(horsepower) and has a(n) IP 00 (Open) enclosure. This unit is in the English language.</p> | 96.9388
58431 | 1336S-CWF50-AN-FR4 | G | <p>This 1336 PLUS Adjustable Frequency AC drive is a 500-600V AC or 775V DC unit with 3.7 (5) kilowatts(horsepower) and has a(n) IP 00 (Open) enclosure. This unit is in the English language.</p> | 100
58434 | 1336S-CWF50-AN-FR5 | G | <p>This 1336 PLUS Adjustable Frequency AC drive is a 500-600V AC or 775V DC unit with 3.7 (5) kilowatts(horsepower) and has a(n) IP 00 (Open) enclosure. This unit is in the French language.</p> | 98.4536
58334 | 1336S-R020-AA-EN4 | G | <p>This 1336 PLUS Adjustable Frequency AC drive is a 513-620V DC unit with 15 (20) kilowatts(horsepower) and has a(n) IP 20 (NEMA 1) enclosure. This unit is in the English language.</p> | 98.3871
58321 | 1336S-R030-AN-EN | G | <p>This 1336 PLUS Adjustable Frequency AC drive is a 513-620V DC unit with 22 (30) kilowatts(horsepower) and has a(n) IP 00 (Open) enclosure. This unit is in the English language.</p> | 97.8261
58965 | 1336S-R050-AA-EN4 | G | <p>This 1336 PLUS Adjustable Frequency AC drive is a 513-620V DC unit with 37 (50) kilowatts(horsepower) and has a(n) IP 20 (NEMA 1) enclosure. This unit is in the English language.</p> | 96.5147
58527 | 1336S-VRF30-AN-EN-L6 | G | <p>This 1336 PLUS Adjustable Frequency AC drive is a 200-240V AC or 310V DC unit with 2.2 (3) kilowatts(horsepower) and has a(n) IP 00 (Open) enclosure. This unit is in the English language.</p> | 100
13978 | 1336T-B003-AA-GT1EN | G | Allen-Bradley 1336 FORCE with 6 Amps, 460V AC Rated Voltage and IP20 (NEMA 1) enclosure
13979 | 1336T-B003-AN-GT2EN-L6 | G | Allen-Bradley 1336 FORCE with 3 Horsepower (HP), 380-460 V AC Rated Voltage and IP00 (Open) enclosure
13980 | 1336T-B010-AA-GT2EN-HAP-L6 | G | Allen-Bradley 1336 FORCE with 10 Horsepower (HP), 0-460 Volts AC Rated Voltage and IP20 (NEMA 1) enclosure
13981 | 1336T-B020-AA-GT2EN-L6 | G | Allen-Bradley 1336 FORCE with Three-Phase, 20 HP Horsepower and IP20 (NEMA 1) enclosure
13982 | 1336T-B100-AN-GT2EN-L6 | G | Allen-Bradley 1336 FORCE with Three-Phase, 100 HP Horsepower and IP00 (Open) enclosure
13997 | 1336T-R003-AA-GT3EN | G | Allen-Bradley 1336 FORCE Drive Board with 7 Amps and Three-Phase functionality
13998 | 1336T-R015-AX-GTSEN | G | Allen-Bradley 1336 FORCE Motor Control Starter Drive Board 15 Horsepower
13943 | 1336VT-B005-EAN-FA2-L3-S1 | G | Allen-Bradley 1336VT Drive with 9.6 Amps, 5 HP Horsepower, and Three-Phase functionality
13944 | 1336VT-B005-EON | G | Allen-Bradley 1336VT Drive with 9.6 Amps, 5 HP Horsepower, and Three-Phase functionality
13945 | 1336VT-B010-EAN-L3 | G | Allen-Bradley 1336VT Drive with 14 Amps, L3 Logic Interface, and DeviceNet Communication
13946 | 1336VT-B010-EON-FA2-L1 | G | Allen-Bradley 1336VT Drive with 14 Amps, L1 Logic Interface, and POINT I/O Communication
13947 | 1336VT-B010-EON-L3 | G | Allen-Bradley 1336VT Drive with 14 Amps, L3 Logic Interface, and DeviceNet Communication
13948 | 1336VT-B010-EON-L3-S1 | G | Allen-Bradley 1336VT Drive with 14 Amps, L3 Logic Interface, and DeviceNet Communication
13949 | 1336VT-B015-EAN-FA2-L1 | G | Allen-Bradley 1336VT Drive with 21 Amps, L1 Logic Interface, and POINT I/O Communication
13950 | 1336VT-B015-EAN-L3 | G | Allen-Bradley 1336VT Drive with 21 Amps, L3 Logic Interface, and DeviceNet Communication
13951 | 1336VT-B015-EDN-FA2-L3 | G | Allen-Bradley 1336VT Drive with 21 Amps, L3 Logic Interface, and DeviceNet Communication
13952 | 1336VT-B015-EON-L3-S1 | G | Allen-Bradley 1336VT Drive with 21 Amps, L3 Logic Interface, and POINT I/O Communication
13953 | 1336VT-B020-EAP-FA2-L1 | G | Allen-Bradley 1336VT Drive with 27 Amps, L1 Logic Interface, and POINT I/O Communication
13954 | 1336VT-B020-EAP-L3 | G | Allen-Bradley 1336VT Drive with 27 Amps, L3 Logic Interface, and DeviceNet Communication
13955 | 1336VT-B020-EOP-L3 | G | Allen-Bradley 1336VT Drive with 27 Amps, L3 Logic Interface, and DeviceNet Communication
13956 | 1336VT-B020-EOP-L3-S1 | G | Allen-Bradley 1336VT Drive with 27 Amps, L3 Logic Interface, and DeviceNet Communication
13957 | 1336VT-B025-EAP-FA2-L1 | G | Allen-Bradley 1336VT Drive with 34 Amps, L1 Logic Interface, and POINT I/O Communication
13958 | 1336VT-B025-EAP-FA2-L2 | G | Allen-Bradley 1336VT Drive with 34 Amps, L2 Logic Interface, and EtherNet & Compact I/O Communication
13959 | 1336VT-B025-EOP | G | Allen-Bradley 1336VT Drive with 34 Amps and 1.01-3.01 Firmware
13960 | 1336VT-B025-EOP-FA2-L1 | G | Allen-Bradley 1336VT Drive with 34 Amps, L1 Logic Interface, and POINT I/O Communication
13961 | 1336VT-B025-EOP-FA2-L3 | G | Allen-Bradley 1336VT Drive with 34 Amps, L3 Logic Interface, and DeviceNet Communication
13962 | 1336VT-B025-EOP-L3 | G | Allen-Bradley 1336VT Drive with 34 Amps, L3 Logic Interface, and DeviceNet Communication
13963 | 1336VT-B030-EAR-FA2-L3-S1 | G | Allen-Bradley 1336VT Drive with 40 Amps, L3 Logic Interface, and DeviceNet Communication
13964 | 1336VT-B030-EOR-FA2-L3 | G | Allen-Bradley 1336VT Drive with 40 Amps, L3 Logic Interface, and DeviceNet Communication
13965 | 1336VT-B040-EAR-FA2-L3-S1 | G | Allen-Bradley 1336VT Drive with 52 Amps, L3 Logic Interface, and DeviceNet Communication
13966 | 1336VT-B040-EOR-FA2-L3 | G | Allen-Bradley 1336VT Drive with 52 Amps, L3 Logic Interface, and DeviceNet Communication
13967 | 1336VT-B040-EOR-L1 | G | Allen-Bradley 1336VT Drive with 52 Amps, L1 Logic Interface, and POINT I/O Communication
13968 | 1336VT-B040-EOR-L3 | G | Allen-Bradley 1336VT Drive with 52 Amps, L3 Logic Interface, and DeviceNet Communication
13969 | 1336VT-B050-EAS-FA2-L1 | G | Allen-Bradley 1336VT Drive with 65 Amps, L1 Logic Interface, and POINT I/O Communication
13970 | 1336VT-B050-EOS-L1-S1 | G | Allen-Bradley 1336VT Drive with 65 Amps, L1 Logic Interface, and POINT I/O Communication
13971 | 1336VT-B060-EAS-L3 | G | Allen-Bradley 1336VT Drive with 77 Amps, L3 Logic Interface, and DeviceNet Communication
13972 | 1336VT-B060-EOS-FA2-L1 | G | Allen-Bradley 1336VT Drive with 77 Amps, L1 Logic Interface, and POINT I/O Communication
13973 | 1336VT-B075-EAT-L3 | G | Allen-Bradley 1336VT Drive with 96 Amps, L3 Logic Interface, and DeviceNet Communication
13974 | 1336VT-B075-EOT-L3-S1 | G | Allen-Bradley 1336VT Drive with 96 Amps, L3 Logic Interface, and DeviceNet Communication
13975 | 1336VT-B100-EOT-L3-S1 | G | Allen-Bradley 1336VT Drive with 124 Amps, L3 Logic Interface, and DeviceNet Communication
13976 | 1336VT-B125-EAT-L3 | G | Allen-Bradley 1336VT Drive with 124 Amps, L3 Logic Interface, and DeviceNet Communication
21505 | 1395-A61-C1-P12-X1 | G | 1395 Digital Drive: 230V AC, 50/60 Hz., Three-Phase, AC Line Fuses, 0.75 (1) kW (HP), Regenerative, Standard Contactor, 0.75-11 (1-15) kW (HP), Digital Reference Adapter 24V DC (Port A), | 98.3871
21506 | 1395-A61-C1-PZ | G | 1395 Digital Drive: 230V AC, 50/60 Hz., Three-Phase, AC Line Fuses, 0.75 (1) kW (HP), Regenerative, Standard Contactor, 0.75-11 (1-15) kW (HP), Less Adapter Boards | 97.8593
21507 | 1395-A61-D1-P10 | G | DC DRIVE 1.0HP 230VAC INPUT REGEN
21510 | 1395-A62N-C1-P12-P50 | G | 1395 Digital Drive: 230V AC, 50/60 Hz., Three-Phase, AC Line Fuses, 1.2 (1.5) kW (HP), Non-Regenerative, Standard Contactor, 0.75-11 (1-15) kW (HP), Digital Reference Adapter 24V DC (Port A), Node Adapter (Port B) | 96.2617
21512 | 1395-A63-D1-PZ-X1 | G | 1395 Digital Drive: 230V AC, 50/60 Hz., Three-Phase, AC Line Fuses, 1.5 (2) kW (HP), Regenerative, Contactor w/DB Pole, 0.75-11 (1-15) kW (HP), Less Adapter Boards, | 97.3134
65208 | 1395-A64-C1-P11 | G | <p>The Allen-Bradley 1395-A64-C1-P11 digital DC drive is a regenerative, microprocessor-based&nbsp;DC drive that comes with 230 Volts AC&nbsp;input voltage, 50 to 60 Hertz of input frequency, 3 Horsepower of output power ratings, and a standard type of contactor. Its optional Port A adapter has a 24 Volts DC discrete adapter.</p> | 98.1818
21513 | 1395-A64-D1-P10-P50-X | G | 1395 Digital Drive: 230V AC, 50/60 Hz., Three-Phase, AC Line Fuses, 2.2 (3) kW (HP), Regenerative, Contactor w/DB Pole, 0.75-11 (1-15) kW (HP), Discrete Adapter 115V AC (Port A), Node Adapter (Port B), | 97.7556
21516 | 1395-A64N-C1-P10-X1 | G | 1395 Digital Drive: 230V AC, 50/60 Hz., Three-Phase, AC Line Fuses, 2.2 (3) kW (HP), Non-Regenerative, Standard Contactor, 0.75-11 (1-15) kW (HP), Discrete Adapter 115V AC (Port A), | 96.3788
21515 | 1395-A64-NC1-P50 | G | DC DRIVE 3.0HP 230VAC INPUT NON-REGEN
21517 | 1395-A65-C1-P10 | G | Allen Bradley 1395 Digital DC DRIVE 230VAC Input Regen 5.0 HP
65210 | 1395-A65-C1-P12 | G | <p>The Allen-Bradley 1395-A65-C1-P12 digital DC drive is a regenerative, microprocessor-based DC drive that comes with 230 Volts AC input voltage, 50 to 60 Hertz of input frequency, 5 Horsepower of output power ratings, and a standard type of contactor. Its optional Port A adapter has a digital reference adapter.</p> | 98.7654
21519 | 1395-A65-C1-P12-P51 | G | 1395 Digital Drive: 230V AC, 50/60 Hz., Three-Phase, AC Line Fuses, 3.7 (5) kW (HP), Regenerative, Standard Contactor, 0.75-11 (1-15) kW (HP), Digital Reference Adapter 24V DC (Port A), Multi Comm Adapter (Port B) | 98.5981
21520 | 1395-A65-D1-P10-P50-X | G | 1395 Digital Drive: 230V AC, 50/60 Hz., Three-Phase, AC Line Fuses, 3.7 (5) kW (HP), Regenerative, Contactor w/DB Pole, 0.75-11 (1-15) kW (HP), Discrete Adapter 115V AC (Port A), Node Adapter (Port B), | 98.5149
65211 | 1395-A65-D1-P10-P50-X1 | G | <p>The Allen-Bradley 1395-A65-D1-P10-P50-X1 digital DC drive is a regenerative, microprocessor-based DC drive that comes with 230 Volts AC input voltage, 50 to 60 Hertz of input frequency, 5 Horsepower of output power ratings, and a dynamic braking type of contactor. Its optional Port A adapter has a digital reference adapter and its Port B adapter has a mode adapter.</p> | 95.2
21521 | 1395-A65-D1-P11-P51 | G | 1395 Digital Drive: 230V AC, 50/60 Hz., Three-Phase, AC Line Fuses, 3.7 (5) kW (HP), Regenerative, Contactor w/DB Pole, 0.75-11 (1-15) kW (HP), Discrete Adapter 24V DC (Port A), Multi Comm Adapter (Port B) | 96.42
21522 | 1395-A65-D1-P12 | G | 1395 Digital Drive: 230V AC, 50/60 Hz., Three-Phase, AC Line Fuses, 3.7 (5) kW (HP), Regenerative, Contactor w/DB Pole, 0.75-11 (1-15) kW (HP), Digital Reference Adapter 24V DC (Port A) | 98.3784
65213 | 1395-A65-D1-P12-P50 | G | <p>The Allen-Bradley 1395-A65-D1-P12-P50 digital DC drive is a regenerative, microprocessor-based DC drive that comes with&nbsp;230 Volts AC of input voltage, 50to 60 Hertz of input frequency, 5 Horsepower of outputs,&nbsp;and a dynamic braking type of contactor. Its optional Port A adapter has a digital reference adapter and its Port B adapter has a node adapter.</p> | 97.319
21524 | 1395-A66-C1-P11 | G | 1395 Digital Drive: 230V AC, 50/60 Hz., Three-Phase, AC Line Fuses, 5.5 (7.5) kW (HP), Regenerative, Standard Contactor, 0.75-11 (1-15) kW (HP), Discrete Adapter 24V DC (Port A) | 96.0452
21527 | 1395-A66-D1-P51 | G | Allen Bradley 1395 Digital DC DRIVE INPUT REGEN 7.5HP 230VAC
21528 | 1395-A66N-C1-P10 | G | 1395 Digital Drive: 230V AC, 50/60 Hz., Three-Phase, AC Line Fuses, 5.5 (7.5) kW (HP), Non-Regenerative, Standard Contactor, 0.75-11 (1-15) kW (HP), Discrete Adapter 115V AC (Port A) | 97.2527
21529 | 1395-A66N-C1-PZ | G | 1395 Digital Drive: 230V AC, 50/60 Hz., Three-Phase, AC Line Fuses, 5.5 (7.5) kW (HP), Non-Regenerative, Standard Contactor, 0.75-11 (1-15) kW (HP), Less Adapter Boards | 98.7952
21530 | 1395-A67-C1-P10 | G | 1395 Digital Drive: 230V AC, 50/60 Hz., Three-Phase, AC Line Fuses, 7.5 (10) kW (HP), Regenerative, Standard Contactor, 0.75-11 (1-15) kW (HP), Discrete Adapter 115V AC (Port A) | 98.8701
21531 | 1395-A67-C1-P10-P50 | G | 1395 Digital Drive: 230V AC, 50/60 Hz., Three-Phase, AC Line Fuses, 7.5 (10) kW (HP), Regenerative, Standard Contactor, 0.75-11 (1-15) kW (HP), Discrete Adapter 115V AC (Port A), Node Adapter (Port B) | 95.3317
21533 | 1395-A67-D1-P12 | G | 1395 Digital Drive: 230V AC, 50/60 Hz., Three-Phase, AC Line Fuses, 7.5 (10) kW (HP), Regenerative, Contactor w/DB Pole, 0.75-11 (1-15) kW (HP), Digital Reference Adapter 24V DC (Port A) | 99.4652
21536 | 1395-A68-C1-P12-X1 | G | 1395 Digital Drive: 230V AC, 50/60 Hz., Three-Phase, AC Line Fuses, 11 (15) kW (HP), Regenerative, Standard Contactor, 0.75-11 (1-15) kW (HP), Digital Reference Adapter 24V DC (Port A), | 98.1233
21538 | 1395-A68-D1-P12 | G | 1395 Digital Drive: 230V AC, 50/60 Hz., Three-Phase, AC Line Fuses, 11 (15) kW (HP), Regenerative, Contactor w/DB Pole, 0.75-11 (1-15) kW (HP), Digital Reference Adapter 24V DC (Port A) | 98.1132
21539 | 1395-A69-C2-P10 | G | DC DRIVE 20HP 230VAC INPUT REGEN
21541 | 1395-A69-C2-P50 | G | 1395 Digital Drive: 230V AC, 50/60 Hz., Three-Phase, AC Line Fuses, 15 (20) kW (HP), Regenerative, Standard Contactor, 15-22 (20-30) kW (HP), Node Adapter (Port B) | 95.6522
21542 | 1395-A69-D2-P10-X1 | G | 1395 Digital Drive: 230V AC, 50/60 Hz., Three-Phase, AC Line Fuses, 15 (20) kW (HP), Regenerative, Contactor w/DB Pole, 15-22 (20-30) kW (HP), Discrete Adapter 115V AC (Port A), | 96.9188
21543 | 1395-A69-D2-P12 | G | 1395 Digital Drive: 230V AC, 50/60 Hz., Three-Phase, AC Line Fuses, 15 (20) kW (HP), Regenerative, Contactor w/DB Pole, 15-22 (20-30) kW (HP), Digital Reference Adapter 24V DC (Port A) | 97.8378
21545 | 1395-A70-C2-P12 | G | DC DRIVE 25HP 230VAC INPUT REGEN
21549 | 1395-A71-D2-P11 | G | 1395 Digital Drive: 230V AC, 50/60 Hz., Three-Phase, AC Line Fuses, 22 (30) kW (HP), Regenerative, Contactor w/DB Pole, 15-22 (20-30) kW (HP), Discrete Adapter 24V DC (Port A) | 96.6102
21551 | 1395-A71N-D2-P10-X1 | G | 1395 Digital Drive: 230V AC, 50/60 Hz., Three-Phase, AC Line Fuses, 22 (30) kW (HP), Non-Regenerative, Contactor w/DB Pole, 15-22 (20-30) kW (HP), Discrete Adapter 115V AC (Port A), | 97.2222
21553 | 1395-A73-C3-P12 | G | 1395 Digital Drive: 230V AC, 50/60 Hz., Three-Phase, AC Line Fuses, 37 (50) kW (HP), Regenerative, Standard Contactor, 30-37 (40-50) kW (HP), Digital Reference Adapter 24V DC (Port A) | 95.1087
21555 | 1395-A75-D4-P51 | G | DC DRIVE 75HP 230VAC INPUT REGEN
21561 | 1395-A79-EN-PZ-X2 | G | 1395 Digital Drive: 230V AC, 50/60 Hz., Three-Phase, AC Line Fuses, 149 (200) kW (HP), Regenerative, With Armature Shunt, , Less Adapter Boards, | 95.2055
21681 | 1395B/S-B63-D1-PZ | G | <p>1395 Digital Drive: 460V AC, 50/60 Hz., Three-Phase, AC Line Fuses, 1.5 (2) kW (HP), Regenerative, Contactor w/DB Pole, 1.5 (2-30), Less Adapter Boards</p> | 95.4839
21563 | 1395-B63-D1-P50 | G | 1395 Digital Drive: 460V AC, 50/60 Hz., Three-Phase, AC Line Fuses, 1.5 (2) kW (HP), Regenerative, Contactor w/DB Pole, 1.5 (2-30), Node Adapter (Port B) | 97.4026
21564 | 1395-B63-D1-PZ | G | 1395 Digital Drive: 460V AC, 50/60 Hz., Three-Phase, AC Line Fuses, 1.5 (2) kW (HP), Regenerative, Contactor w/DB Pole, 1.5 (2-30), Less Adapter Boards | 98.0132
21565 | 1395-B65-C1-P12 | G | 1395 Digital Drive: 460V AC, 50/60 Hz., Three-Phase, AC Line Fuses, 3.7 (5) kW (HP), Regenerative, Standard Contactor, 1.5 (2-30), Digital Reference Adapter 24V DC (Port A) | 98.2659
21566 | 1395-B65-C1-P50 | G | 1395 Digital Drive: 460V AC, 50/60 Hz., Three-Phase, AC Line Fuses, 3.7 (5) kW (HP), Regenerative, Standard Contactor, 1.5 (2-30), Node Adapter (Port B) | 97.4026
21568 | 1395-B65-D1-P50-X1 | G | 1395 Digital Drive: 460V AC, 50/60 Hz., Three-Phase, AC Line Fuses, 3.7 (5) kW (HP), Regenerative, Contactor w/DB Pole, 1.5 (2-30), Node Adapter (Port B), | 100
21569 | 1395-B65-D1-P50-X1F | G | 1395 Digital Drive: 460V AC, 50/60 Hz., Three-Phase, AC Line Fuses, 3.7 (5) kW (HP), Regenerative, Contactor w/DB Pole, 1.5 (2-30), Node Adapter (Port B), |  | 2
65258 | 1395-B66-C1-P10 | G | <p>The 1395-B66-C1-P10 drive is a digital DC drive by Allen-Bradley. It has a voltage rating of 460 Volts AC.</p>
21571 | 1395-B66-C1-P50 | G | Allen Bradley 1395 Digital DC DRIVE 460VAC Input Regen 7.5HP
72702 | 1395-B67-C1-P10-P50-X1 | G | <p>The&nbsp;1395-B67-C1-P10-P50-X1 drive is a DC drive by Allen-Bradley. It has a voltage rating of 460 Volts AC.</p>
21573 | 1395-B67-C1-P10-P51 | G | 1395 Digital Drive: 460V AC, 50/60 Hz., Three-Phase, AC Line Fuses, 7.5 (10) kW (HP), Regenerative, Standard Contactor, 1.5 (2-30), Discrete Adapter 115V AC (Port A), Multi Comm Adapter (Port B) | 98.2005
21574 | 1395-B67-C1-P11-P50 | G | 1395 Digital Drive: 460V AC, 50/60 Hz., Three-Phase, AC Line Fuses, 7.5 (10) kW (HP), Regenerative, Standard Contactor, 1.5 (2-30), Discrete Adapter 24V DC (Port A), Node Adapter (Port B) | 96.2963
21575 | 1395-B67-C1-P12 | G | DC DRIVE 10HP 460VAC INPUT REGEN
65262 | 1395-B67-D1-P12-X1 | G | <p>The&nbsp;1395-B67-D1-P12-X1 drive is diagnostics drive by Allen-Bradley. It is equipped with a feedback device.</p>
21579 | 1395-B67N-C1-P1 | G | 1395 Digital Drive: 460V AC, 50/60 Hz., Three-Phase, AC Line Fuses, 7.5 (10) kW (HP), Non-Regenerative, Standard Contactor, 1.5 (2-30), | 97.7778
21578 | 1395-B67-NC1-P10 | G | DC DRIVE 10HP 460VAC INPUT NON-REGEN
21580 | 1395-B67N-C1-P10-X1 | G | 1395 Digital Drive: 460V AC, 50/60 Hz., Three-Phase, AC Line Fuses, 7.5 (10) kW (HP), Non-Regenerative, Standard Contactor, 1.5 (2-30), Discrete Adapter 115V AC (Port A), | 98.2143
21581 | 1395-B67N-D1-P10-P50 | G | 1395 Digital Drive: 460V AC, 50/60 Hz., Three-Phase, AC Line Fuses, 7.5 (10) kW (HP), Non-Regenerative, Contactor w/DB Pole, 1.5 (2-30), Discrete Adapter 115V AC (Port A), Node Adapter (Port B) | 97.1129
21582 | 1395-B68-C1-P10-P51 | G | 1395 Digital Drive: 460V AC, 50/60 Hz., Three-Phase, AC Line Fuses, 11 (15) kW (HP), Regenerative, Standard Contactor, 1.5 (2-30), Discrete Adapter 115V AC (Port A), Multi Comm Adapter (Port B) | 98.4536
21680 | 1395B-68-C1-P13 | G | 1395 Digital Drive: 460V AC, 50/60 Hz., Three-Phase, AC Line Fuses, , Regenerative, Standard Contactor, 1.5 (2-30),
21583 | 1395-B68-C1-P51-X1 | G | 1395 Digital Drive: 460V AC, 50/60 Hz., Three-Phase, AC Line Fuses, 11 (15) kW (HP), Regenerative, Standard Contactor, 1.5 (2-30), Multi Comm Adapter (Port B), | 98.125
21584 | 1395-B68-D1-P10-P50 | G | 1395 Digital Drive: 460V AC, 50/60 Hz., Three-Phase, AC Line Fuses, 11 (15) kW (HP), Regenerative, Contactor w/DB Pole, 1.5 (2-30), Discrete Adapter 115V AC (Port A), Node Adapter (Port B) | 98.4043
21585 | 1395-B68-D1-P50-X1 | G | 1395 Digital Drive: 460V AC, 50/60 Hz., Three-Phase, AC Line Fuses, 11 (15) kW (HP), Regenerative, Contactor w/DB Pole, 1.5 (2-30), Node Adapter (Port B), | 98.0645
21586 | 1395-B68-NC1-P11 | G | DC DRIVE 15HP 460VAC INPUT NON-REGEN
21587 | 1395-B68N-C1-P50-X1 | G | 1395 Digital Drive: 460V AC, 50/60 Hz., Three-Phase, AC Line Fuses, 11 (15) kW (HP), Non-Regenerative, Standard Contactor, 1.5 (2-30), Node Adapter (Port B), | 98.1132
21588 | 1395-B69-C1-P10 | G | 1395 Digital Drive: 460V AC, 50/60 Hz., Three-Phase, AC Line Fuses, 15 (20) kW (HP), Regenerative, Standard Contactor, 1.5 (2-30), Discrete Adapter 115V AC (Port A) | 98.4802
21591 | 1395-B69-C1-P50 | G | 1395 Digital Drive: 460V AC, 50/60 Hz., Three-Phase, AC Line Fuses, 15 (20) kW (HP), Regenerative, Standard Contactor, 1.5 (2-30), Node Adapter (Port B) | 98.0519
21593 | 1395-B69N-C1-PZ | G | 1395 Digital Drive: 460V AC, 50/60 Hz., Three-Phase, AC Line Fuses, 15 (20) kW (HP), Non-Regenerative, Standard Contactor, 1.5 (2-30), Less Adapter Boards | 96.7105
21595 | 1395-B70-C1-P12 | G | 1395 Digital Drive: 460V AC, 50/60 Hz., Three-Phase, AC Line Fuses, 18.5 (25) kW (HP), Regenerative, Standard Contactor, 1.5 (2-30), Digital Reference Adapter 24V DC (Port A) | 98.2759
21596 | 1395-B70-C1-P13 | G | 1395 Digital Drive: 460V AC, 50/60 Hz., Three-Phase, AC Line Fuses, 18.5 (25) kW (HP), Regenerative, Standard Contactor, 1.5 (2-30), | 96.6292
21598 | 1395-B70-D1-P11 | G | DC DRIVE 25HP 460VAC INPUT REGEN
21599 | 1395-B70-D1-P50 | G | DC DRIVE 25HP 460VAC INPUT REGEN
21600 | 1395-B70-D1-P51 | G | DC DRIVE 25HP 460VAC INPUT REGEN
21601 | 1395-B70N-C1-P50-X1 | G | 1395 Digital Drive: 460V AC, 50/60 Hz., Three-Phase, AC Line Fuses, 18.5 (25) kW (HP), Non-Regenerative, Standard Contactor, 1.5 (2-30), Node Adapter (Port B), | 98.7342
21602 | 1395-B71-C1-P10 | G | Allen Bradley 1395 Digital DC DRIVE INPUT REGEN 30HP 460VAC
21603 | 1395-B71-C1-P10-P51 | G | 1395 Digital Drive: 460V AC, 50/60 Hz., Three-Phase, AC Line Fuses, 22 (30) kW (HP), Regenerative, Standard Contactor, 1.5 (2-30), Discrete Adapter 115V AC (Port A), Multi Comm Adapter (Port B) | 97.4227
21605 | 1395-B71-D1-P10 | G | 1395 Digital Drive: 460V AC, 50/60 Hz., Three-Phase, AC Line Fuses, 22 (30) kW (HP), Regenerative, Contactor w/DB Pole, 1.5 (2-30), Discrete Adapter 115V AC (Port A) | 99.3976
21606 | 1395-B71-D1-P10-P50 | G | 1395 Digital Drive: 460V AC, 50/60 Hz., Three-Phase, AC Line Fuses, 22 (30) kW (HP), Regenerative, Contactor w/DB Pole, 1.5 (2-30), Discrete Adapter 115V AC (Port A), Node Adapter (Port B) | 97.8723
21608 | 1395-B71-D1-P50 | G | 1395 Digital Drive: 460V AC, 50/60 Hz., Three-Phase, AC Line Fuses, 22 (30) kW (HP), Regenerative, Contactor w/DB Pole, 1.5 (2-30), Node Adapter (Port B) | 97.3856
21609 | 1395-B72-C2-P10-P51 | G | 1395 Digital Drive: 460V AC, 50/60 Hz., Three-Phase, AC Line Fuses, 30 (40) kW (HP), Regenerative, Standard Contactor, 30-45 (40-60), Discrete Adapter 115V AC (Port A), Multi Comm Adapter (Port B) | 98.4694
21610 | 1395-B72-C2-P10-X1 | G | 1395 Digital Drive: 460V AC, 50/60 Hz., Three-Phase, AC Line Fuses, 30 (40) kW (HP), Regenerative, Standard Contactor, 30-45 (40-60), Discrete Adapter 115V AC (Port A), | 98.8166
21612 | 1395-B72-C2-P50-X1 | G | 1395 Digital Drive: 460V AC, 50/60 Hz., Three-Phase, AC Line Fuses, 30 (40) kW (HP), Regenerative, Standard Contactor, 30-45 (40-60), Node Adapter (Port B), | 97.4359
21614 | 1395-B72-D2-P10-X1 | G | DC DRIVE 40HP 460VAC INPUT REGEN
21616 | 1395-B72-NC2-P51 | G | DC DRIVE 40HP 460VAC INPUT NON-REGEN
65302 | 1395-B73-C2-P10-P50-X1 | G | <p>The Allen-Bradley 1395-B73-C2-P10-P50-X1 digital DC drive is a regenerative, microprocessor-based DC drive with 460 Volts AC (3-phase) input voltage, 500 Volts DC output voltage, and 50 Horsepower of output power ratings. It has an optional discrete adapter board (Port A), node adapter (Port B), an optional auxiliary contact, and a standard 40 to 60 Horsepower DC contactor.</p> | 96.3151
21617 | 1395-B73-C2-P10-X1 | G | 1395 Digital Drive: 460V AC, 50/60 Hz., Three-Phase, AC Line Fuses, 37 (50) kW (HP), Regenerative, Standard Contactor, 30-45 (40-60), Discrete Adapter 115V AC (Port A), | 98.8304
21618 | 1395-B73-C2-P11 | G | Allen Bradley 1395 Digital DC Drive 460VAC Input Regen 50hp
21619 | 1395-B73D-2P50 | G | 1395 Digital Drive: 460V AC, 50/60 Hz., Three-Phase, AC Line Fuses, 37 (50) kW (HP), Regenerative, ,
21620 | 1395-B73N-C2-P10-P50 | G | 1395 Digital Drive: 460V AC, 50/60 Hz., Three-Phase, AC Line Fuses, 37 (50) kW (HP), Non-Regenerative, Standard Contactor, 30-45 (40-60), Discrete Adapter 115V AC (Port A), Node Adapter (Port B) | 96.0836
21622 | 1395-B73N-C2-P50 | G | 1395 Digital Drive: 460V AC, 50/60 Hz., Three-Phase, AC Line Fuses, 37 (50) kW (HP), Non-Regenerative, Standard Contactor, 30-45 (40-60), Node Adapter (Port B) | 96.8354
21623 | 1395-B74-C2-P10 | G | 1395 Digital Drive: 460V AC, 50/60 Hz., Three-Phase, AC Line Fuses, 45 (60) kW (HP), Regenerative, Standard Contactor, 30-45 (40-60), Discrete Adapter 115V AC (Port A) | 97.619
21625 | 1395-B74-C2-P10-P51 | G | 1395 Digital Drive: 460V AC, 50/60 Hz., Three-Phase, AC Line Fuses, 45 (60) kW (HP), Regenerative, Standard Contactor, 30-45 (40-60), Discrete Adapter 115V AC (Port A), Multi Comm Adapter (Port B) | 95.1407
21626 | 1395-B74-C2-P11 | G | DC DRIVE 60HP 460VAC INPUT REGEN
21627 | 1395-B74-C2-P12-X1 | G | 1395 Digital Drive: 460V AC, 50/60 Hz., Three-Phase, AC Line Fuses, 45 (60) kW (HP), Regenerative, Standard Contactor, 30-45 (40-60), Digital Reference Adapter 24V DC (Port A), | 95.7265
21630 | 1395-B74N-C2-P10-P50 | G | 1395 Digital Drive: 460V AC, 50/60 Hz., Three-Phase, AC Line Fuses, 45 (60) kW (HP), Non-Regenerative, Standard Contactor, 30-45 (40-60), Discrete Adapter 115V AC (Port A), Node Adapter (Port B) | 98.4536
21631 | 1395-B74N-D2-P50-X1 | G | DC DRIVE 60HP 460VAC INPUT NON-REGEN
21632 | 1395-B75-C3-P10 | G | 1395 Digital Drive: 460V AC, 50/60 Hz., Three-Phase, AC Line Fuses, 56 (75) kW (HP), Regenerative, Standard Contactor, 56-75 (75-100), Discrete Adapter 115V AC (Port A) | 99.4083
21633 | 1395-B75-C3-P10-P50 | G | 1395 Digital Drive: 460V AC, 50/60 Hz., Three-Phase, AC Line Fuses, 56 (75) kW (HP), Regenerative, Standard Contactor, 56-75 (75-100), Discrete Adapter 115V AC (Port A), Node Adapter (Port B) | 96.3351
65297 | 1395-B75-C3-P10-P50-X1 | G | <p>The Allen-Bradley 1395-B75-C3-P10-P50-X1 digital DC drive is a regenerative, microprocessor-based DC drive with 460 Volts AC (3-phase) input voltage, 500 Volts DC output voltage, and 75 Horsepower of output power ratings. It has an optional discrete adapter board (Port A), a node adapter board (Port B), an optional auxiliary contact, and a standard 75 to 100 Horsepower DC contactor.</p> | 97.3042
21636 | 1395-B75-C3-P11-P50 | G | DC DRIVE 75HP 460VAC INPUT REGEN
21637 | 1395-B75-C3-P12 | G | DC DRIVE 75HP 460VAC INPUT REGEN
21638 | 1395-B75-D3-P10 | G | DC DRIVE 75HP 460VAC INPUT REGEN
21640 | 1395-B75-D3-P10-X1 | G | 1395 Digital Drive: 460V AC, 50/60 Hz., Three-Phase, AC Line Fuses, 56 (75) kW (HP), Regenerative, Contactor w/DB Pole, 56-75 (75-100), Discrete Adapter 115V AC (Port A), | 97.9592
21641 | 1395-B75-D3-P11-P50 | G | 1395 Digital Drive: 460V AC, 50/60 Hz., Three-Phase, AC Line Fuses, 56 (75) kW (HP), Regenerative, Contactor w/DB Pole, 56-75 (75-100), Discrete Adapter 24V DC (Port A), Node Adapter (Port B) | 98.1723
21642 | 1395-B75-D3-P11-P51 | G | 1395 Digital Drive: 460V AC, 50/60 Hz., Three-Phase, AC Line Fuses, 56 (75) kW (HP), Regenerative, Contactor w/DB Pole, 56-75 (75-100), Discrete Adapter 24V DC (Port A), Multi Comm Adapter (Port B) | 98.2278
21644 | 1395-B76-C3-P10-X1 | G | 1395 Digital Drive: 460V AC, 50/60 Hz., Three-Phase, AC Line Fuses, 75 (100) kW (HP), Regenerative, Standard Contactor, 56-75 (75-100), Discrete Adapter 115V AC (Port A), | 97.3607
21645 | 1395-B76-C3-P11 | G | <p>1395 Digital Drive: 460V AC, 50/60 Hz., Three-Phase, AC Line Fuses, 75 (100) kW (HP), Regenerative, Standard Contactor, 56-75 (75-100), Discrete Adapter 24V DC (Port A)</p> | 95.1009
21647 | 1395-B76-C3-P12 | G | DC DRIVE 100HP 460VAC INPUT REGEN
21648 | 1395-B76-C3-P50 | G | DC DRIVE 100HP 460VAC INPUT REGEN
21652 | 1395-B76-D3-P10-X1 | G | 1395 Digital Drive: 460V AC, 50/60 Hz., Three-Phase, AC Line Fuses, 75 (100) kW (HP), Regenerative, Contactor w/DB Pole, 56-75 (75-100), Discrete Adapter 115V AC (Port A), | 97.3607
21654 | 1395-B76-D3-P11-P50 | G | 1395 Digital Drive: 460V AC, 50/60 Hz., Three-Phase, AC Line Fuses, 75 (100) kW (HP), Regenerative, Contactor w/DB Pole, 56-75 (75-100), Discrete Adapter 24V DC (Port A), Node Adapter (Port B) | 96.9231
21655 | 1395-B76-D3-P11-P51 | G | 1395 Digital Drive: 460V AC, 50/60 Hz., Three-Phase, AC Line Fuses, 75 (100) kW (HP), Regenerative, Contactor w/DB Pole, 56-75 (75-100), Discrete Adapter 24V DC (Port A), Multi Comm Adapter (Port B) | 95.9596
21658 | 1395-B77-C4-P11-P51 | G | 1395 Digital Drive: 460V AC, 50/60 Hz., Three-Phase, AC Line Fuses, 93 (125) kW (HP), Regenerative, Standard Contactor, 45-56 (60-75) kW (HP), Discrete Adapter 24V DC (Port A), Multi Comm Adapter (Port B) | 96.5854
21660 | 1395-B77-D4-P11 | G | DC DRIVE 125HP 460VAC INPUT REGEN
21669 | 1395-B80-E1-PZ-X2 | G | 1395 Digital Drive: 460V AC, 50/60 Hz., Three-Phase, AC Line Fuses, 187 (250) kW (HP), Regenerative, With Armature Shunt, 1.5 (2-30), Less Adapter Boards, | 99.3506
21671 | 1395-B80-EN-P54EN | G | 1395 Digital Drive: 460V AC, 50/60 Hz., Three-Phase, AC Line Fuses, 187 (250) kW (HP), Regenerative, With Armature Shunt, , ControlNet Adapter (Port B) | 99.3421
21672 | 1395-B80-NE1-P30 | G | DC DRIVE 250HP 460VAC INPUT NON-REGEN
21673 | 1395-B81N-EN-P30 | G | DC DRIVE 300HP 460VAC INPUT NON-REGEN
21675 | 1395-B83-EN-P31 | G | DC DRIVE 500HP 460VAC INPUT REGEN
17050 | 1397-A002N-PE-HA2 | G | 1397 Digital Drive: 230V AC, 2 (1.5), Non-Regenerative
17051 | 1397-A003N-HA2-PE | G | 1397 Digital Drive: 230V AC, 3 (2.2), Non-Regenerative
17052 | 1397-A005N-HA2-PE | G | 1397 Digital Drive: 230V AC, 5 (3.7), Non-Regenerative
17027 | 1397-A005R | G | 1397 Digital Drive: 230V AC, 5 (3.7), Regenerative
17053 | 1397-A005R-HA1-PE | G | 1397 Digital Drive: 230V AC, 5 (3.7), Regenerative
17033 | 1397-A005R-PE-HAB | G | 1397 Digital Drive: 230V AC, 5 (3.7), Regenerative
65327 | 1397-A007R-HAB | G | <p>The 1397-A007R-HAB DC drive is a compact, regenerative DC drive manufactured by Allen-Bradley/Rockwell Automation. It comes with a 230 Volts AC&nbsp;input voltage rating, 50/60 Hertz of input frequency,&nbsp;and 7.5 Horsepower of output power. It has 240 Volts DC of armature voltage, 29 Amps of armature current, 150 Volts DC of field voltage, and 10 Amps of field current.</p> | 95.5145
17054 | 1397-A010N-AC-HA2 | G | 1397 Digital Drive: 230V AC, 10 (7.5), Non-Regenerative
17055 | 1397-A010N-HA2-PE | G | 1397 Digital Drive: 230V AC, 10 (7.5), Non-Regenerative
17046 | 1397-A010R-HA1 | G | 1397 Digital Drive: 230V AC, 10 (7.5), Regenerative
17056 | 1397-A010R-HA1-PE | G | 1397 Digital Drive: 230V AC, 10 (7.5), Regenerative
17057 | 1397-A010R-HA2-PE | G | 1397 Digital Drive: 230V AC, 10 (7.5), Regenerative
17062 | 1397-A015R-HAP-L11 | G | 1397 Digital Drive: 230V AC, 15 (11), Regenerative
65328 | 1397-A020R | G | <p>The 1397-A020R DC drive is a compact, regenerative DC drive manufactured by Allen-Bradley/Rockwell Automation. It comes with a 230 Volts AC of input voltage, 50/60 Hertz of input frequency,&nbsp;and 20 Horsepower of output power. It has 240 Volts DC of armature voltage, 73 Amps of armature current, 150 Volts DC of field voltage, and 15 Amps of field current.</p> | 96.2366
17038 | 1397-A025R | G | 1397 Digital Drive: 230V AC, 25 (18), Regenerative
17039 | 1397-A030N | G | 1397 Digital Drive: 230V AC, 30 (22), Non-Regenerative
17063 | 1397-A050R-HA2-L11 | G | 1397 Digital Drive: 230V AC, 50 (37), Regenerative
17064 | 1397-A075N-HA2-L11 | G | 1397 Digital Drive: 230V AC, 75 (55), Non-Regenerative
17065 | 1397-B003R-HA1-L11 | G | 1397 Digital Drive: 460V AC, 3 (2.2), Regenerative
17034 | 1397-B003R-HA2 | G | 1397 Digital Drive: 460V AC, 3 (2.2), Regenerative
65330 | 1397-B005N-DS050-FS2004-HAP | G | <p>The 1397-B005N-DS050-FS2004-HAP DC drive is a compact, non-regenerative DC drive manufactured by Allen-Bradley/Rockwell Automation. It comes with&nbsp;460 Volts AC input voltage, 50/60 Hertz of input frequency,&nbsp;and 5 Horsepower of output power. It has 500 Volts DC of armature voltage, 10 Amps of armature current, 300 Volts DC of field voltage, and 10 Amps of field current.</p> | 95.9494
65334 | 1397-B005N-DS050-MB006-FS2004-PE-HAP | G | <p>The 1397-B005N-DS050-MB006-FS2004-PE-HAP DC drive is a compact&nbsp;non-regenerative DC drive manufactured by Allen-Bradley/Rockwell Automation. It comes with 460 Volts AC&nbsp;input voltage, 50/60 Hertz of input frequency,&nbsp;and 5 Horsepower of output. It has 500 Volts DC of armature voltage, 10 Amps of armature current, 300 Volts DC of field voltage, and 10 Amps of field current.</p> | 95.3576
17028 | 1397-B005R | G | 1397 Digital Drive: 460V AC, 5 (3.7), Regenerative
17066 | 1397-B007N-L11-HA2 | G | 1397 Digital Drive: 460V AC, 7.5 (5.6), Non-Regenerative
17067 | 1397-B010N-HA2-L11 | G | 1397 Digital Drive: 460V AC, 10 (7.5), Non-Regenerative
17040 | 1397-B010R | G | 1397 Digital Drive: 460V AC, 10 (7.5), Regenerative
17035 | 1397-B010R-HA1 | G | 1397 Digital Drive: 460V AC, 10 (7.5), Regenerative
17068 | 1397-B010R-HA2-L11 | G | 1397 Digital Drive: 460V AC, 10 (7.5), Regenerative
17047 | 1397-B010R-HAB | G | 1397 Digital Drive: 460V AC, 10 (7.5), Regenerative
17036 | 1397-B015R-HA2 | G | 1397 Digital Drive: 460V AC, 15 (11), Regenerative
17029 | 1397-B020N | G | 1397 Digital Drive: 460V AC, 20 (15), Non-Regenerative
17069 | 1397-B020R-HA2-L11 | G | 1397 Digital Drive: 460V AC, 20 (15), Regenerative
17041 | 1397-B025R | G | 1397 Digital Drive: 460V AC, 25 (18), Regenerative
17042 | 1397-B030N | G | 1397 Digital Drive: 460V AC, 30 (22), Non-Regenerative
17048 | 1397-B030R-HA2 | G | 1397 Digital Drive: 460V AC, 30 (22), Regenerative
17043 | 1397-B040N | G | 1397 Digital Drive: 460V AC, 40 (29), Non-Regenerative
17070 | 1397-B040R-HA1-L11 | G | 1397 Digital Drive: 460V AC, 40 (29), Regenerative
17049 | 1397-B040R-HAB | G | 1397 Digital Drive: 460V AC, 40 (29), Regenerative
17071 | 1397-B050N-HA2-L11 | G | 1397 Digital Drive: 460V AC, 50 (37), Non-Regenerative
17030 | 1397-B050R | G | 1397 Digital Drive: 460V AC, 50 (37), Regenerative
17037 | 1397-B050R-PE-HA2 | G | 1397 Digital Drive: 460V AC, 50 (37), Regenerative
17072 | 1397-B060R-HA2-L11 | G | 1397 Digital Drive: 460V AC, 60 (44), Regenerative
17073 | 1397-B075N-L11-HAP | G | 1397 Digital Drive: 460V AC, 75 (55), Non-Regenerative
17044 | 1397-B075R | G | 1397 Digital Drive: 460V AC, 75 (55), Regenerative
17074 | 1397-B100N-HA2-L11 | G | 1397 Digital Drive: 460V AC, 100 (74), Non-Regenerative
17075 | 1397-B100R-HA2-L11 | G | 1397 Digital Drive: 460V AC, 100 (74), Regenerative
17058 | 1397-B100R-HAP-PE | G | 1397 Digital Drive: 460V AC, 100 (74), Regenerative
17059 | 1397-B125N-HA2-PE | G | 1397 Digital Drive: 460V AC, 125 (93), Non-Regenerative
17032 | 1397-B125R-HA2 | G | 1397 Digital Drive: 460V AC, 125 (93), Regenerative
17045 | 1397-B150N | G | 1397 Digital Drive: 460V AC, 150 (111), Non-Regenerative
17060 | 1397-B150N-HAB-AC | G | 1397 Digital Drive: 460V AC, 150 (111), Non-Regenerative
17061 | 1397-B150N-PE-HA1 | G | 1397 Digital Drive: 460V AC, 150 (111), Non-Regenerative
17076 | 1397-B150R-HAP-L11 | G | 1397 Digital Drive: 460V AC, 150 (111), Regenerative
17077 | 1397-B150R-L11-HA2 | G | 1397 Digital Drive: 460V AC, 150 (111), Regenerative
52016 | 140G-G2C3-C15 | G | <p>The Allen-Bradley 140G-G2C3-C15 Molded Case Circuit Breaker has a G Frame and 125 Amps. It also has a 25 kA Interrupting Rating and 3 Poles.</p> | 99.3243
52018 | 140G-G2C3-C20 | G | <p>The Allen-Bradley 140G-G2C3-C20 Molded Case Circuit Breaker has a G Frame and 125 Amps. It also has a 25 kA Interrupting Rating and 3 Poles.</p> | 99.3243
52019 | 140G-G2C3-C25 | G | <p>The Allen-Bradley 140G-G2C3-C25 Molded Case Circuit Breaker has a G Frame and 125 Amps. It also has a 25 kA Interrupting Rating and 3 Poles.</p> | 99.3243
52020 | 140G-G2C3-C30 | G | <p>The Allen-Bradley 140G-G2C3-C30 Molded Case Circuit Breaker has a G Frame and 125 Amps. It also has a 25 kA Interrupting Rating and 3 Poles.</p> | 99.3243
52021 | 140G-G2C3-C32 | G | <p>The Allen-Bradley 140G-G2C3-C32 Molded Case Circuit Breaker has a G Frame and 125 Amps. It also has a 25 kA Interrupting Rating and 3 Poles.</p> | 99.3243
52022 | 140G-G2C3-C35 | G | <p>The Allen-Bradley 140G-G2C3-C35 Molded Case Circuit Breaker has a G Frame and 125 Amps. It also has a 25 kA Interrupting Rating and 3 Poles.</p> | 99.3243
52023 | 140G-G2C3-C40 | G | <p>The Allen-Bradley 140G-G2C3-C40 Molded Case Circuit Breaker has a G Frame and 125 Amps. It also has a 25 kA Interrupting Rating and 3 Poles.</p> | 99.3243
52024 | 140G-G2C3-C45 | G | <p>The Allen-Bradley 140G-G2C3-C45 Molded Case Circuit Breaker has a G Frame and 125 Amps. It also has a 25 kA Interrupting Rating and 3 Poles.</p> | 99.3243
52025 | 140G-G2C3-C50 | G | <p>The Allen-Bradley 140G-G2C3-C50 Molded Case Circuit Breaker has a G Frame and 125 Amps. It also has a 25 kA Interrupting Rating and 3 Poles.</p> | 99.3243
52026 | 140G-G2C3-C60 | G | <p>The Allen-Bradley 140G-G2C3-C60 Molded Case Circuit Breaker has a G Frame and 125 Amps. It also has a 25 kA Interrupting Rating and 3 Poles.</p> | 99.3243
52028 | 140G-G2C3-C70 | G | <p>The Allen-Bradley 140G-G2C3-C70 Molded Case Circuit Breaker has a G Frame and 125 Amps. It also has a 25 kA Interrupting Rating and 3 Poles.</p> | 99.3243
52029 | 140G-G2C3-C80 | G | <p>The Allen-Bradley 140G-G2C3-C80 Molded Case Circuit Breaker has a G Frame and 125 Amps. It also has a 25 kA Interrupting Rating and 3 Poles.</p> | 98.6486
52031 | 140G-G2C3-D10 | G | <p>The Allen-Bradley 140G-G2C3-D10 Molded Case Circuit Breaker has a G Frame and 125 Amps. It also has a 25 kA Interrupting Rating and 3 Poles.</p> | 99.3243
52032 | 140G-G2C3-D11 | G | <p>The Allen-Bradley 140G-G2C3-D11 Molded Case Circuit Breaker has a G Frame and 125 Amps. It also has a 25 kA Interrupting Rating and 3 Poles.</p> | 99.3243
52033 | 140G-G2C3-D12 | G | <p>The Allen-Bradley 140G-G2C3-D12 Molded Case Circuit Breaker has a G Frame and 125 Amps. It also has a 25 kA Interrupting Rating and 3 Poles.</p> | 98.6486
52034 | 140G-G2E3-D16 | G | <p>The Allen-Bradley 140G-G2E3-D16 Molded Case Circuit Breaker has a G Frame and 125 Amps. It also has a 25 kA Interrupting Rating and 3 Poles.</p> | 97.2973
52056 | 140G-G3C3-C20 | G | <p>The Allen-Bradley 140G-G3C3-C20 Molded Case Circuit Breaker has a G Frame and 125 Amps. It also has a 35 kA Interrupting Rating and 3 Poles.</p> | 99.3243
52058 | 140G-G3C3-C30 | G | <p>The Allen-Bradley 140G-G3C3-C30 Molded Case Circuit Breaker has a G Frame and 125 Amps. It also has a 35 kA Interrupting Rating and 3 Poles.</p> | 99.3243
52064 | 140G-G3C3-C60 | G | <p>The Allen-Bradley 140G-G3C3-C60 Molded Case Circuit Breaker has a G Frame and 125 Amps. It also has a 35 kA Interrupting Rating and 3 Poles.</p> | 99.3243
52066 | 140G-G3C3-C70 | G | <p>The Allen-Bradley 140G-G3C3-C70 Molded Case Circuit Breaker has a G Frame and 125 Amps. It also has a 35 kA Interrupting Rating and 3 Poles.</p> | 99.3243
52068 | 140G-G3C3-C90 | G | <p>The Allen-Bradley 140G-G3C3-C90 Molded Case Circuit Breaker has a G Frame and 125 Amps. It also has a 35 kA Interrupting Rating and 3 Poles.</p> | 98.6486
52071 | 140G-G3C3-D12 | G | <p>The Allen-Bradley 140G-G3C3-D12 Molded Case Circuit Breaker has a G Frame and 125 Amps. It also has a 35 kA Interrupting Rating and 3 Poles.</p> | 98.6486
52092 | 140G-G6C3-C15 | G | <p>The Allen-Bradley 140G-G6C3-C15 Molded Case Circuit Breaker has a G Frame and 125 Amps. It also has a 65 kA Interrupting Rating and 3 Poles.</p> | 99.3243
52094 | 140G-G6C3-C20 | G | <p>The Allen-Bradley 140G-G6C3-C20 Molded Case Circuit Breaker has a G Frame and 125 Amps. It also has a 65 kA Interrupting Rating and 3 Poles.</p> | 99.3243
52095 | 140G-G6C3-C25 | G | <p>The Allen-Bradley 140G-G6C3-C25 Molded Case Circuit Breaker has a G Frame and 125 Amps. It also has a 65 kA Interrupting Rating and 3 Poles.</p> | 99.3243
52096 | 140G-G6C3-C30 | G | <p>The Allen-Bradley 140G-G6C3-C30 Molded Case Circuit Breaker has a G Frame and 125 Amps. It also has a 65 kA Interrupting Rating and 3 Poles.</p> | 99.3243
52099 | 140G-G6C3-C40 | G | <p>The Allen-Bradley 140G-G6C3-C40 Molded Case Circuit Breaker has a G Frame and 125 Amps. It also has a 65 kA Interrupting Rating and 3 Poles.</p> | 99.3243
52100 | 140G-G6C3-C45 | G | <p>The Allen-Bradley 140G-G6C3-C45 Molded Case Circuit Breaker has a G Frame and 125 Amps. It also has a 65 kA Interrupting Rating and 3 Poles.</p> | 99.3243
52101 | 140G-G6C3-C50 | G | <p>The Allen-Bradley 140G-G6C3-C50 Molded Case Circuit Breaker has a G Frame and 125 Amps. It also has a 65 kA Interrupting Rating and 3 Poles.</p> | 99.3243
52102 | 140G-G6C3-C60 | G | <p>The Allen-Bradley 140G-G6C3-C60 Molded Case Circuit Breaker has a G Frame and 125 Amps. It also has a 65 kA Interrupting Rating and 3 Poles.</p> | 99.3243
52103 | 140G-G6C3-C63 | G | <p>The Allen-Bradley 140G-G6C3-C63 Molded Case Circuit Breaker has a G Frame and 125 Amps. It also has a 65 kA Interrupting Rating and 3 Poles.</p> | 98.6486
52104 | 140G-G6C3-C70 | G | <p>The Allen-Bradley 140G-G6C3-C70 Molded Case Circuit Breaker has a G Frame and 125 Amps. It also has a 65 kA Interrupting Rating and 3 Poles.</p> | 99.3243
52105 | 140G-G6C3-C80 | G | <p>The Allen-Bradley 140G-G6C3-C80 Molded Case Circuit Breaker has a G Frame and 125 Amps. It also has a 65 kA Interrupting Rating and 3 Poles.</p> | 99.3243
52106 | 140G-G6C3-C90 | G | <p>The Allen-Bradley 140G-G6C3-C90 Molded Case Circuit Breaker has a G Frame and 125 Amps. It also has a 65 kA Interrupting Rating and 3 Poles.</p> | 98.6486
52107 | 140G-G6C3-D10 | G | <p>The Allen-Bradley 140G-G6C3-D10 Molded Case Circuit Breaker has a G Frame and 125 Amps. It also has a 65 kA Interrupting Rating and 3 Poles.</p> | 99.3243
52109 | 140G-G6C3-D12 | G | <p>The Allen-Bradley 140G-G6C3-D12 Molded Case Circuit Breaker has a G Frame and 125 Amps. It also has a 65 kA Interrupting Rating and 3 Poles.</p> | 97.2973
52272 | 140G-H0C3-C15 | G | <p>The Allen-Bradley 140G-H0C3-C15 Molded Case Circuit Breaker has a H Frame and 125 Amps. It also has a 100 kA Interrupting Rating and 3 Poles.</p> | 98.6577
52279 | 140G-H0C3-C40 | G | <p>The Allen-Bradley 140G-H0C3-C40 Molded Case Circuit Breaker has a H Frame and 125 Amps. It also has a 100 kA Interrupting Rating and 3 Poles.</p> | 99.3289
52283 | 140G-H0C3-C70 | G | <p>The Allen-Bradley 140G-H0C3-C70 Molded Case Circuit Breaker has a H Frame and 125 Amps. It also has a 100 kA Interrupting Rating and 3 Poles.</p> | 98.6577
52284 | 140G-H0F3-C80 | G | <p>The Allen-Bradley 140G-H0F3-C80 Molded Case Circuit Breaker has a H Frame and 125 Amps. It also has a 100 kA Interrupting Rating and 3 Poles.</p> | 95.9732
52133 | 140G-H0X3 | G | <p>The Allen-Bradley 140G-H0X3 Molded Case Circuit Breaker has a H Frame and 125 Amps. It also has a 100 kA Interrupting Rating and 3 Poles.</p> | 97.9592
52164 | 140G-H2C3-C15 | G | <p>The Allen-Bradley 140G-H2C3-C15 Molded Case Circuit Breaker has a H Frame and 125 Amps. It also has a 25 kA Interrupting Rating and 3 Poles.</p> | 99.3243
52166 | 140G-H2C3-C20 | G | <p>The Allen-Bradley 140G-H2C3-C20 Molded Case Circuit Breaker has a H Frame and 125 Amps. It also has a 25 kA Interrupting Rating and 3 Poles.</p> | 99.3243
52168 | 140G-H2C3-C30 | G | <p>The Allen-Bradley 140G-H2C3-C30 Molded Case Circuit Breaker has a H Frame and 125 Amps. It also has a 25 kA Interrupting Rating and 3 Poles.</p> | 99.3243
52171 | 140G-H2C3-C40 | G | <p>The Allen-Bradley 140G-H2C3-C40 Molded Case Circuit Breaker has a H Frame and 125 Amps. It also has a 25 kA Interrupting Rating and 3 Poles.</p> | 99.3243
52172 | 140G-H2C3-C50 | G | <p>The Allen-Bradley 140G-H2C3-C50 Molded Case Circuit Breaker has a H Frame and 125 Amps. It also has a 25 kA Interrupting Rating and 3 Poles.</p> | 99.3243
52173 | 140G-H2C3-C60 | G | <p>The Allen-Bradley 140G-H2C3-C60 Molded Case Circuit Breaker has a H Frame and 125 Amps. It also has a 25 kA Interrupting Rating and 3 Poles.</p> | 99.3243
52174 | 140G-H2C3-C63 | G | <p>The Allen-Bradley 140G-H2C3-C63 Molded Case Circuit Breaker has a H Frame and 125 Amps. It also has a 25 kA Interrupting Rating and 3 Poles.</p> | 97.973
52176 | 140G-H2F3-C80 | G | <p>The Allen-Bradley 140G-H2F3-C80 Molded Case Circuit Breaker has a H Frame and 125 Amps. It also has a 25 kA Interrupting Rating and 3 Poles.</p> | 98.6486
52178 | 140G-H2F3-D10 | G | <p>The Allen-Bradley 140G-H2F3-D10 Molded Case Circuit Breaker has a H Frame and 125 Amps. It also has a 25 kA Interrupting Rating and 3 Poles.</p> | 99.3243
52179 | 140G-H2F3-D11 | G | <p>The Allen-Bradley 140G-H2F3-D11 Molded Case Circuit Breaker has a H Frame and 125 Amps. It also has a 25 kA Interrupting Rating and 3 Poles.</p> | 97.973
52394 | 140G-H2I3-C25 | G | <p>The Allen-Bradley 140G-H2I3-C25 Molded Case Circuit Breaker has a H Frame and 125 Amps. It also has a 25 kA Interrupting Rating and 3 Poles.</p> | 95.9459
52130 | 140G-H2X3 | G | <p>The Allen-Bradley 140G-H2X3 Molded Case Circuit Breaker has a H Frame and 125 Amps. It also has a 25 kA Interrupting Rating and 3 Poles.</p> | 98.6111
52207 | 140G-H3C3-C40 | G | <p>The Allen-Bradley 140G-H3C3-C40 Molded Case Circuit Breaker has a H Frame and 125 Amps. It also has a 35 kA Interrupting Rating and 3 Poles.</p> | 98.6486
52212 | 140G-H3F3-C80 | G | <p>The Allen-Bradley 140G-H3F3-C80 Molded Case Circuit Breaker has a H Frame and 125 Amps. It also has a 35 kA Interrupting Rating and 3 Poles.</p> | 97.973
52216 | 140G-H3F3-D12 | G | <p>The Allen-Bradley 140G-H3F3-D12 Molded Case Circuit Breaker has a H Frame and 125 Amps. It also has a 35 kA Interrupting Rating and 3 Poles.</p> | 97.973
52131 | 140G-H3X3 | G | <p>The Allen-Bradley 140G-H3X3 Molded Case Circuit Breaker has a H Frame and 125 Amps. It also has a 35 kA Interrupting Rating and 3 Poles.</p> | 98.6111
52236 | 140G-H6C3-C15 | G | <p>The Allen-Bradley 140G-H6C3-C15 Molded Case Circuit Breaker has a H Frame and 125 Amps. It also has a 65 kA Interrupting Rating and 3 Poles.</p> | 99.3243
52239 | 140G-H6C3-C25 | G | <p>The Allen-Bradley 140G-H6C3-C25 Molded Case Circuit Breaker has a H Frame and 125 Amps. It also has a 65 kA Interrupting Rating and 3 Poles.</p> | 99.3243
52240 | 140G-H6C3-C30 | G | <p>The Allen-Bradley 140G-H6C3-C30 Molded Case Circuit Breaker has a H Frame and 125 Amps. It also has a 65 kA Interrupting Rating and 3 Poles.</p> | 99.3243
52242 | 140G-H6C3-C35 | G | <p>The Allen-Bradley 140G-H6C3-C35 Molded Case Circuit Breaker has a H Frame and 125 Amps. It also has a 65 kA Interrupting Rating and 3 Poles.</p> | 99.3243
52243 | 140G-H6C3-C40 | G | <p>The Allen-Bradley 140G-H6C3-C40 Molded Case Circuit Breaker has a H Frame and 125 Amps. It also has a 65 kA Interrupting Rating and 3 Poles.</p> | 99.3243
52244 | 140G-H6C3-C50 | G | <p>The Allen-Bradley 140G-H6C3-C50 Molded Case Circuit Breaker has a H Frame and 125 Amps. It also has a 65 kA Interrupting Rating and 3 Poles.</p> | 99.3243
52245 | 140G-H6C3-C60 | G | <p>The Allen-Bradley 140G-H6C3-C60 Molded Case Circuit Breaker has a H Frame and 125 Amps. It also has a 65 kA Interrupting Rating and 3 Poles.</p> | 99.3243
52247 | 140G-H6C3-C70 | G | <p>The Allen-Bradley 140G-H6C3-C70 Molded Case Circuit Breaker has a H Frame and 125 Amps. It also has a 65 kA Interrupting Rating and 3 Poles.</p> | 97.973
52264 | 140G-H6C4-C63 | G | <p>The Allen-Bradley 140G-H6C4-C63 Molded Case Circuit Breaker has a H Frame and 125 Amps. It also has a 65 kA Interrupting Rating and 4 Poles.</p> | 95.2703
52250 | 140G-H6F3-D10 | G | <p>The Allen-Bradley 140G-H6F3-D10 Molded Case Circuit Breaker has a H Frame and 125 Amps. It also has a 65 kA Interrupting Rating and 3 Poles.</p> | 97.973
52132 | 140G-H6X3 | G | <p>The Allen-Bradley 140G-H6X3 Molded Case Circuit Breaker has a H Frame and 125 Amps. It also has a 65 kA Interrupting Rating and 3 Poles.</p> | 97.9452
53054 | 140G-HTC3-C50 | G | <p>The Allen-Bradley 140G-HTC3-C50 Molded Case Circuit Breaker has a HC Frame and 125 Amps. It also has a Trip Unit Interrupting Rating and 3 Poles.</p> | 99.3464
53055 | 140G-HTC3-C60 | G | <p>The Allen-Bradley 140G-HTC3-C60 Molded Case Circuit Breaker has a HC Frame and 125 Amps. It also has a Trip Unit Interrupting Rating and 3 Poles.</p> | 99.3464
53057 | 140G-HTC3-C70 | G | <p>The Allen-Bradley 140G-HTC3-C70 Molded Case Circuit Breaker has a HC Frame and 125 Amps. It also has a Trip Unit Interrupting Rating and 3 Poles.</p> | 98.6928
53058 | 140G-HTF3-C80 | G | <p>The Allen-Bradley 140G-HTF3-C80 Molded Case Circuit Breaker has a HC Frame and 125 Amps. It also has a Trip Unit Interrupting Rating and 3 Poles.</p> | 98.0392
53062 | 140G-HTF3-D12 | G | <p>The Allen-Bradley 140G-HTF3-D12 Molded Case Circuit Breaker has a HC Frame and 125 Amps. It also has a Trip Unit Interrupting Rating and 3 Poles.</p> | 97.3856
52481 | 140G-I3C3-D20 | G | <p>The Allen-Bradley 140G-I3C3-D20 Molded Case Circuit Breaker has a I Frame and 225 Amps. It also has a 35 kA Interrupting Rating and 3 Poles.</p> | 99.3243
52482 | 140G-I3C3-D22 | G | <p>The Allen-Bradley 140G-I3C3-D22 Molded Case Circuit Breaker has a I Frame and 225 Amps. It also has a 35 kA Interrupting Rating and 3 Poles.</p> | 97.973
52494 | 140G-I3C4-D20 | G | <p>The Allen-Bradley 140G-I3C4-D20 Molded Case Circuit Breaker has a I Frame and 225 Amps. It also has a 35 kA Interrupting Rating and 4 Poles.</p> | 95.9459
52697 | 140G-J0F3-D12 | G | <p>The Allen-Bradley 140G-J0F3-D12 Molded Case Circuit Breaker has a J Frame and 250 Amps. It also has a 100 kA Interrupting Rating and 3 Poles.</p> | 96.2963
52499 | 140G-J0X3 | G | <p>The Allen-Bradley 140G-J0X3 Molded Case Circuit Breaker has a J Frame and 250 Amps. It also has a 100 kA Interrupting Rating and 3 Poles.</p> | 97.9592
52574 | 140G-J2F3-C90 | G | <p>The Allen-Bradley 140G-J2F3-C90 Molded Case Circuit Breaker has a J Frame and 250 Amps. It also has a 25 kA Interrupting Rating and 3 Poles.</p> | 98.6486
52575 | 140G-J2F3-D10 | G | <p>The Allen-Bradley 140G-J2F3-D10 Molded Case Circuit Breaker has a J Frame and 250 Amps. It also has a 25 kA Interrupting Rating and 3 Poles.</p> | 99.3243
52578 | 140G-J2F3-D15 | G | <p>The Allen-Bradley 140G-J2F3-D15 Molded Case Circuit Breaker has a J Frame and 250 Amps. It also has a 25 kA Interrupting Rating and 3 Poles.</p> | 99.3243
52580 | 140G-J2F3-D17 | G | <p>The Allen-Bradley 140G-J2F3-D17 Molded Case Circuit Breaker has a J Frame and 250 Amps. It also has a 25 kA Interrupting Rating and 3 Poles.</p> | 98.6486
52581 | 140G-J2F3-D20 | G | <p>The Allen-Bradley 140G-J2F3-D20 Molded Case Circuit Breaker has a J Frame and 250 Amps. It also has a 25 kA Interrupting Rating and 3 Poles.</p> | 98.6486
52496 | 140G-J2X3 | G | <p>The Allen-Bradley 140G-J2X3 Molded Case Circuit Breaker has a J Frame and 250 Amps. It also has a 25 kA Interrupting Rating and 3 Poles.</p> | 98.6111
52615 | 140G-J3F3-D10 | G | <p>The Allen-Bradley 140G-J3F3-D10 Molded Case Circuit Breaker has a J Frame and 250 Amps. It also has a 35 kA Interrupting Rating and 3 Poles.</p> | 99.3243
52618 | 140G-J3F3-D15 | G | <p>The Allen-Bradley 140G-J3F3-D15 Molded Case Circuit Breaker has a J Frame and 250 Amps. It also has a 35 kA Interrupting Rating and 3 Poles.</p> | 98.6486
52621 | 140G-J3F3-D20 | G | <p>The Allen-Bradley 140G-J3F3-D20 Molded Case Circuit Breaker has a J Frame and 250 Amps. It also has a 35 kA Interrupting Rating and 3 Poles.</p> | 98.6486
52497 | 140G-J3X3 | G | <p>The Allen-Bradley 140G-J3X3 Molded Case Circuit Breaker has a J Frame and 250 Amps. It also has a 35 kA Interrupting Rating and 3 Poles.</p> | 98.6111
52655 | 140G-J6F3-D10 | G | <p>The Allen-Bradley 140G-J6F3-D10 Molded Case Circuit Breaker has a J Frame and 250 Amps. It also has a 65 kA Interrupting Rating and 3 Poles.</p> | 99.3243
52657 | 140G-J6F3-D12 | G | <p>The Allen-Bradley 140G-J6F3-D12 Molded Case Circuit Breaker has a J Frame and 250 Amps. It also has a 65 kA Interrupting Rating and 3 Poles.</p> | 99.3243
52658 | 140G-J6F3-D15 | G | <p>The Allen-Bradley 140G-J6F3-D15 Molded Case Circuit Breaker has a J Frame and 250 Amps. It also has a 65 kA Interrupting Rating and 3 Poles.</p> | 99.3243
52660 | 140G-J6F3-D17 | G | <p>The Allen-Bradley 140G-J6F3-D17 Molded Case Circuit Breaker has a J Frame and 250 Amps. It also has a 65 kA Interrupting Rating and 3 Poles.</p> | 98.6486
52661 | 140G-J6F3-D20 | G | <p>The Allen-Bradley 140G-J6F3-D20 Molded Case Circuit Breaker has a J Frame and 250 Amps. It also has a 65 kA Interrupting Rating and 3 Poles.</p> | 99.3243
52662 | 140G-J6F3-D22 | G | <p>The Allen-Bradley 140G-J6F3-D22 Molded Case Circuit Breaker has a J Frame and 250 Amps. It also has a 65 kA Interrupting Rating and 3 Poles.</p> | 99.3243
52663 | 140G-J6F3-D25 | G | <p>The Allen-Bradley 140G-J6F3-D25 Molded Case Circuit Breaker has a J Frame and 250 Amps. It also has a 65 kA Interrupting Rating and 3 Poles.</p> | 99.3243
52748 | 140G-J6H3-D25 | G | <p>The Allen-Bradley 140G-J6H3-D25 Molded Case Circuit Breaker has a J Frame and 250 Amps. It also has a 65 kA Interrupting Rating and 3 Poles.</p> | 95.9459
52498 | 140G-J6X3 | G | <p>The Allen-Bradley 140G-J6X3 Molded Case Circuit Breaker has a J Frame and 250 Amps. It also has a 65 kA Interrupting Rating and 3 Poles.</p> | 97.9452
53135 | 140G-JTF3-D15 | G | <p>The Allen-Bradley 140G-JTF3-D15 Molded Case Circuit Breaker has a JC Frame and 250 Amps. It also has a Trip Unit Interrupting Rating and 3 Poles.</p> | 99.3464
53137 | 140G-JTF3-D17 | G | <p>The Allen-Bradley 140G-JTF3-D17 Molded Case Circuit Breaker has a JC Frame and 250 Amps. It also has a Trip Unit Interrupting Rating and 3 Poles.</p> | 98.6928
53139 | 140G-JTF3-D22 | G | <p>The Allen-Bradley 140G-JTF3-D22 Molded Case Circuit Breaker has a JC Frame and 250 Amps. It also has a Trip Unit Interrupting Rating and 3 Poles.</p> | 96.0784
52843 | 140G-K15F3-D40 | G | <p>The Allen-Bradley 140G-K15F3-D40 Molded Case Circuit Breaker has a K Frame and 400 Amps. It also has a 150 kA Interrupting Rating and 3 Poles.</p> | 97.3154
52828 | 140G-K3F3-D30 | G | <p>The Allen-Bradley 140G-K3F3-D30 Molded Case Circuit Breaker has a K Frame and 400 Amps. It also has a 35 kA Interrupting Rating and 3 Poles.</p> | 99.3243
52829 | 140G-K3F3-D40 | G | <p>The Allen-Bradley 140G-K3F3-D40 Molded Case Circuit Breaker has a K Frame and 400 Amps. It also has a 35 kA Interrupting Rating and 3 Poles.</p> | 98.6486
52804 | 140G-K3X3 | G | <p>The Allen-Bradley 140G-K3X3 Molded Case Circuit Breaker has a K Frame and 400 Amps. It also has a 35 kA Interrupting Rating and 3 Poles.</p> | 97.9452
52832 | 140G-K6F3-D30 | G | <p>The Allen-Bradley 140G-K6F3-D30 Molded Case Circuit Breaker has a K Frame and 400 Amps. It also has a 65 kA Interrupting Rating and 3 Poles.</p> | 99.3243
52833 | 140G-K6F3-D40 | G | <p>The Allen-Bradley 140G-K6F3-D40 Molded Case Circuit Breaker has a K Frame and 400 Amps. It also has a 65 kA Interrupting Rating and 3 Poles.</p> | 99.3243
52835 | 140G-K6F4-D40 | G | <p>The Allen-Bradley 140G-K6F4-D40 Molded Case Circuit Breaker has a K Frame and 400 Amps. It also has a 65 kA Interrupting Rating and 4 Poles.</p> | 97.973
52849 | 140G-K6H3-D40 | G | <p>The Allen-Bradley 140G-K6H3-D40 Molded Case Circuit Breaker has a K Frame and 400 Amps. It also has a 65 kA Interrupting Rating and 3 Poles.</p> | 97.2973
52809 | 140G-K6X4 | G | <p>The Allen-Bradley 140G-K6X4 Molded Case Circuit Breaker has a K Frame and 400 Amps. It also has a 65 kA Interrupting Rating and 4 Poles.</p> | 97.9452
53214 | 140G-KTF3-D40 | G | <p>The Allen-Bradley 140G-KTF3-D40 Molded Case Circuit Breaker has a KC Frame and 400 Amps. It also has a Trip Unit Interrupting Rating and 3 Poles.</p> | 99.3464
53215 | 140G-KTH3-D30 | G | <p>The Allen-Bradley 140G-KTH3-D30 Molded Case Circuit Breaker has a KC Frame and 400 Amps. It also has a Trip Unit Interrupting Rating and 3 Poles.</p> | 99.3464
53216 | 140G-KTH3-D40 | G | <p>The Allen-Bradley 140G-KTH3-D40 Molded Case Circuit Breaker has a KC Frame and 400 Amps. It also has a Trip Unit Interrupting Rating and 3 Poles.</p> | 95.0166
52894 | 140G-M0X3 | G | <p>The Allen-Bradley 140G-M0X3 Molded Case Circuit Breaker has a M Frame and 800 Amps. It also has a 100 kA Interrupting Rating and 3 Poles.</p> | 96.2457
52914 | 140G-M5F3-D60 | G | <p>The Allen-Bradley 140G-M5F3-D60 Molded Case Circuit Breaker has a M Frame and 800 Amps. It also has a 50 kA Interrupting Rating and 3 Poles.</p> | 99.3243
52916 | 140G-M5F3-D80 | G | <p>The Allen-Bradley 140G-M5F3-D80 Molded Case Circuit Breaker has a M Frame and 800 Amps. It also has a 50 kA Interrupting Rating and 3 Poles.</p> | 97.973
52892 | 140G-M5X3 | G | <p>The Allen-Bradley 140G-M5X3 Molded Case Circuit Breaker has a M Frame and 800 Amps. It also has a 50 kA Interrupting Rating and 3 Poles.</p> | 98.6111
52920 | 140G-M6F3-D60 | G | <p>The Allen-Bradley 140G-M6F3-D60 Molded Case Circuit Breaker has a M Frame and 800 Amps. It also has a 65 kA Interrupting Rating and 3 Poles.</p> | 98.6486
52893 | 140G-M6X3 | G | <p>The Allen-Bradley 140G-M6X3 Molded Case Circuit Breaker has a M Frame and 800 Amps. It also has a 60 kA Interrupting Rating and 3 Poles.</p> | 98.2699
65416 | 140MG-H8E-C60 | G | <p>The Allen-Bradley 140MG-H8E-C60 Circuit Breaker is a Motor&nbsp;Protector&nbsp;Circuit Breaker with only an adjustable magnetic&nbsp;trip unit. It has a 100 kilo-Amps (KA) interrupting rating at 415 Volts AC and a continuous current rating of 60 Amps.</p> | 96.9466
70273 | 140MG-H8P-B30 | G | <p>The Allen-Bradley 140MG-H8P-B30 Circuit Breaker is a Motor&nbsp;Protector&nbsp;Circuit Breaker with only an&nbsp;adjustable magnetic&nbsp;trip unit. It has a 100 kilo-Amps (KA) interrupting rating at 415 Volts AC and a continuous current rating of 3.0 Amps.</p> | 95
65377 | 140M-I8P-B70S | G | <p>The 140M-I8P-B70S circuit breaker is a 600 Volts AC circuit breaker. It can be mounted using a DIN rail mount.</p>
65378 | 140M-I8P-B70S-CX | G | <p>The 140M-I8P-B70S-CX circuit breaker is a three-phase circuit breaker. It also comes with three poles.</p>
65374 | 140M-I8P-C50-M | G | <p>The&nbsp;140M-I8P-C50-M circuit breaker is an Allen-Bradley circuit breaker. It used for motor circuit protection.</p>
70286 | 140M-I8P-C50S-CX | G | <p>The 140M-I8P-C50S-CX Motor Protection Circuit Breaker is a high performance, high breaking, and compact breaker from Allen-Bradley/Rockwell Automation. It has a Size I frame, 3 poles, and 205 Amps of frame current rating. The rated operational voltage of the breaker is 600 Volts AC and the current&nbsp;rating is 50 Amps.</p> | 97.8593
70289 | 140M-I8P-C50S-M | G | <p>The 140M-I8P-C50S-M Motor Protection Circuit Breaker is a high-performance, high-breaking, and compact breaker from Allen-Bradley/Rockwell Automation. It has a Size I frame, 3 poles, and a 205 Amps&nbsp;frame current rating. The rated operational voltage of the breaker is 600 Volts AC and the current&nbsp;rating is 50 Amps.</p> | 96.5309
70292 | 140M-I8P-D10-CXM | G | <p>The 140M-I8P-D10-CXM Motor Protection Circuit Breaker is a high performance, high breaking, and compact breaker from Allen-Bradley/Rockwell Automation. It has a Size I frame, 3 poles, and a 205 Amps&nbsp;frame current rating. The rated operational voltage of the breaker is 600 Volts AC and the current rating is 100 Amps.</p> | 95.7187
70293 | 140M-I8P-D10-M | G | <p>The 140M-I8P-D10-M Motor Protection Circuit Breaker is a high performance, high breaking, and compact breaker from Allen-Bradley/Rockwell Automation. It has a Size I frame, 3 poles, and 205 Amps of frame current. The rated operational voltage of the circuit breaker is 600 Volts AC and the current&nbsp;rating is 100 Amps.</p> | 98.6547
70294 | 140M-I8P-D10S-CX | G | <p>The 140M-I8P-D10S-CX Motor Protection Circuit Breaker is a high performance, high breaking, and compact breaker from Allen-Bradley/Rockwell Automation. It has a Size I frame, 3 poles, and 205 Amps of frame current. The rated operational voltage of the breaker is 600 Volts AC and the current&nbsp;rating is 100 Amps.</p> | 97.1342
70295 | 140M-I8P-D10S-M | G | <p>The 140M-I8P-D10S-M Motor Protection Circuit Breaker is a high performance, high breaking, and compact circuit breaker from Allen-Bradley/Rockwell Automation. It has a Size I frame, 3 poles, and 205 Amps of frame current. The rated operational voltage of the circuit breaker is 600 Volts AC and the current&nbsp;rating is 100 Amps.</p> | 96.3397
70313 | 140-MN-0250 | G | <p>The 140-MN-0250 circuit breaker is an industrial breaker device. It is a 600 Volts AC rated unit.</p>
60616 | 140U-D6D2-B30 | G | <p>The 140U-D6D2-B30 Molded Case Circuit Breaker by Allen-Bradley has a D Frame and a 3 A Rated Current. It operates with a 100 kA Breaking Capacity and a 100 kA Interrupting Rating.</p> | 99.4652
60619 | 140U-D6D2-B60 | G | <p>The 140U-D6D2-B60 Molded Case Circuit Breaker by Allen-Bradley has a D Frame and a 6 A Rated Current. It operates with a 100 kA Breaking Capacity and a 100 kA Interrupting Rating.</p> | 99.4652
60620 | 140U-D6D2-B80 | G | <p>The 140U-D6D2-B80 Molded Case Circuit Breaker by Allen-Bradley has a D Frame and a 8 A Rated Current. It operates with a 100 kA Breaking Capacity and a 100 kA Interrupting Rating.</p> | 99.4652
60621 | 140U-D6D2-C10 | G | <p>The 140U-D6D2-C10 Molded Case Circuit Breaker by Allen-Bradley has a D Frame and a 10 A Rated Current. It operates with a 100 kA Breaking Capacity and a 100 kA Interrupting Rating.</p> | 99.4681
60622 | 140U-D6D2-C12 | G | <p>The 140U-D6D2-C12 Molded Case Circuit Breaker by Allen-Bradley has a D Frame and a 12 A Rated Current. It operates with a 65 kA Breaking Capacity and a 65 kA Interrupting Rating.</p> | 99.4624
60629 | 140U-D6D3-B20 | G | <p>The 140U-D6D3-B20 Molded Case Circuit Breaker by Allen-Bradley has a D Frame and a 2 A Rated Current. It operates with a 100 kA Breaking Capacity and a 100 kA Interrupting Rating.</p> | 98.9305
60630 | 140U-D6D3-B30 | G | <p>The 140U-D6D3-B30 Molded Case Circuit Breaker by Allen-Bradley has a D Frame and a 3 A Rated Current. It operates with a 100 kA Breaking Capacity and a 100 kA Interrupting Rating.</p> | 98.9305
60631 | 140U-D6D3-B40 | G | <p>The 140U-D6D3-B40 Molded Case Circuit Breaker by Allen-Bradley has a D Frame and a 4 A Rated Current. It operates with a 100 kA Breaking Capacity and a 100 kA Interrupting Rating.</p> | 98.9305
60632 | 140U-D6D3-B50 | G | <p>The 140U-D6D3-B50 Molded Case Circuit Breaker by Allen-Bradley has a D Frame and a 5 A Rated Current. It operates with a 100 kA Breaking Capacity and a 100 kA Interrupting Rating.</p> | 98.9305
60633 | 140U-D6D3-B60 | G | <p>The 140U-D6D3-B60 Molded Case Circuit Breaker by Allen-Bradley has a D Frame and a 6 A Rated Current. It operates with a 100 kA Breaking Capacity and a 100 kA Interrupting Rating.</p> | 98.9305
60634 | 140U-D6D3-B80 | G | <p>The 140U-D6D3-B80 Molded Case Circuit Breaker by Allen-Bradley has a D Frame and a 8 A Rated Current. It operates with a 100 kA Breaking Capacity and a 100 kA Interrupting Rating.</p> | 98.1333
60635 | 140U-D6D3-C10 | G | <p>The 140U-D6D3-C10 Molded Case Circuit Breaker by Allen-Bradley has a D Frame and a 10 A Rated Current. It operates with a 100 kA Breaking Capacity and a 100 kA Interrupting Rating.</p> | 96.2567
60636 | 140U-D6D3-C12 | G | <p>The 140U-D6D3-C12 Molded Case Circuit Breaker by Allen-Bradley has a D Frame and a 12 A Rated Current. It operates with a 65 kA Breaking Capacity and a 65 kA Interrupting Rating.</p> | 97.8495
70320 | 140U-H6C3-C30-MB | G | <p>The 140U-H6C3-C30-MB circuit breaker comes with a trip current rating of 30 Amps. It is an H frame circuit breaker.</p>
70367 | 140U-I6C3-C20-M | G | <p>The Allen-Bradley 140U-I6C3-C20-M Circuit Breaker is a UL&nbsp;listed circuit breaker with a fixed thermal/fixed magnetic trip unit. It has a 65 kA&nbsp;interrupting rating at 480 Volts AC and a continuous current rating of 20 Amps.</p> | 97.5207
70365 | 140U-I6C3-C30 | G | <p>The Allen-Bradley 140U-I6C3-C30 Circuit Breaker is a UL listed&nbsp;circuit breaker with a fixed thermal and fixed magnetic trip unit. It has a 65 kiloAmps&nbsp;interrupting rating at 480 Volts AC and a continuous current rating of 30 Amps.</p> | 99.4012
70366 | 140U-I6C3-C30-M | G | <p>The Allen-Bradley 140U-I6C3-C30-M Circuit Breaker is a UL listed&nbsp;circuit breaker with a fixed thermal and fixed magnetic trip unit. It has a 65 kilo-Amps&nbsp;interrupting rating at 480 Volts AC and a continuous current rating of 30 Amps.</p> | 97.3737
70371 | 140U-I6C3-C70 | G | <p>The Allen-Bradley 140U-I6C3-C70 Circuit Breaker is a UL&nbsp;listed circuit breaker with a fixed thermal and fixed magnetic trip unit. It has a 65 kA&nbsp;interrupting rating at 480 Volts AC and a continuous current rating of 70 Amps.</p> | 96.2963
70370 | 140U-I6C3-C80 | G | <p>The Allen-Bradley 140U-I6C3-C80 Circuit Breaker is a UL listed&nbsp;circuit breaker with a fixed thermal and fixed magnetic trip unit. It has a 65 kA&nbsp;interrupting rating at 480 Volts AC and a continuous current rating of 80 Amps.</p> | 99.177
70368 | 140U-I6C3-C90 | G | <p>The Allen-Bradley 140U-I6C3-C90 Circuit Breaker is a UL listed circuit breaker with a fixed thermal/fixed magnetic trip unit. It has a 65 kA&nbsp;interrupting rating at 480 Volts AC and a continuous current rating of 90 Amps.</p> | 96.4361
70394 | 140U-J2D3-D17 | G | <p>The 140U-J2D3-D17 Molded Case Circuit Breaker is a high-performance compact breaker from Allen-Bradley/Rockwell Automation. It has a size J frame, 3 poles, and 250 Amps of frame current rating. The rated operational voltage of the breaker is 400 or 480 Volts AC, the amperage rating is 175 Amps and the interrupting rating is 25 Kiloamps.</p> | 98.4127
70396 | 140U-J2D3-D22 | G | <p>The 140U-J2D3-D22 Molded Case Circuit Breaker is a high-performance compact breaker from Allen-Bradley/Rockwell Automation. It has a size J frame, 3 poles, and 250 Amps of frame current. The rated operational voltage of the breaker is 400 or 480 Volts AC, the current&nbsp;rating is 225 Amps, and the interrupting rating is 25 Kiloamps.</p> | 97.2583
70397 | 140U-J2D3-D25 | G | <p>The 140U-J2D3-D25 Molded Case Circuit Breaker is a high-performance compact circuit breaker from Allen-Bradley/Rockwell Automation. It has a size J frame, 3 poles, and 250 Amps of frame current. The rated operational voltage of the breaker is 400 or 480 Volts AC, the current rating is 250 Amps, and the interrupting rating is 25 Kiloamps.</p> | 95.791
70399 | 140U-J2L3-C50 | G | <p>The 140U-J2L3-C50 Molded Case Circuit Breaker is a high-performance compact breaker from Allen-Bradley/Rockwell Automation. It has a size J frame, 3 poles, and 250 Amps of frame current rating. The rated operational voltage of the breaker is 400 or 480 Volts AC, the amperage rating is 50 Amps and the interrupting rating is 25 Kiloamps.</p> | 97.5255
70404 | 140U-J3D3-C90 | G | <p>The 140U-J3D3-C90 Molded Case Circuit Breaker is a high-performance compact breaker from Allen-Bradley/Rockwell Automation. It has a size J frame, 3 poles, and 250 Amps of frame current rating. The rated operational voltage of the breaker is 400 or 480 Volts AC, the rated amperage is 90 Amps, and the interrupting rating is 35 Kiloamps.</p> | 98.2609
70407 | 140U-J3D3-D10 | G | <p>The 140U-J3D3-D10 Molded Case Circuit Breaker is a high-performance compact breaker from Allen-Bradley/Rockwell Automation. It has a size J frame, 3 poles, and 250 Amps of frame current rating. The rated operational voltage of the breaker is 400/480 Volts AC, the rated amperage is 100 Amps, and the interrupting rating is 35 Kiloamps.</p> | 99.1279
70408 | 140U-J3D3-D12 | G | <p>The 140U-J3D3-D12 Molded Case Circuit Breaker is a high-performance compact breaker from Allen-Bradley/Rockwell Automation. It has a size J frame, 3 poles, and 250 Amps of frame current rating. The rated operational voltage of the breaker is 400/480 Volts AC, the rated amperage is 125 Amps, and the interrupting rating is 35 Kiloamps.</p> | 99.4186
70420 | 140U-J3D3-D22 | G | <p>The 140U-J3D3-D22 circuit breaker is an Allen-Bradley circuit breaker. It comes with three poles.</p>
70424 | 140U-J6D3-D15-A | G | <p>The 140U-J6D3-D15-A circuit breaker is an IEC rated circuit breaker. It has a voltage rating of 400 to 480 Volts AC.</p>
70479 | 140U-K3D3-D12 | G | <p>The Allen-Bradley 140U-K3D3-D12&nbsp;Circuit Breaker is a UL listed and 489 listed Molded Case Circuit Breaker with a K-Frame rating. It has a 35 kilo-Amps (KA) Interrupting Rating at 480 Volts AC and a continuous current rating of 120 Amps.</p> | 98
70480 | 140U-K3D3-D20 | G | <p>The Allen-Bradley 140U-K3D3-D20&nbsp;Circuit Breaker is a UL listed and 489 listed Molded Case Circuit Breaker with a K-Frame rating. It has a 35 kilo-Amps (KA) Interrupting Rating at 480 Volts AC and a Continuous Current Rating of 200 Amps.</p> | 97.7778
70478 | 140U-K3D3-D30 | G | <p>The Allen-Bradley 140U-K3D3-D30 Circuit Breaker is a UL listed 489 listed Molded Case Circuit Breaker with a K-Frame rating. It has a 35 kilo-Amps (KA) Interrupting Rating at 480 Volts AC and a Continuous Current Rating of 300 Amps.</p> | 98.3539
70481 | 140U-K3D3-D35 | G | <p>The Allen-Bradley 140U-K3D3-D35&nbsp;Circuit Breaker is a UL listed 489 listed Molded Case Circuit Breaker with a K-Frame rating. It has a 35 kilo-Amps (KA) Interrupting Rating at 480 Volts AC and a Continuous Current Rating of 350 Amps.</p> | 96.1303
70485 | 140U-K3X3 | G | <p>The Allen-Bradley 140U-K3X3 Circuit Breaker is a UL489 listed Molded Case Circuit Breaker Frame with a K-Frame rating. It has an Interrupting Rating of 35 kilo-Amps (KA) and a voltage rating of 480 Volts AC.</p> | 97.4596
70454 | 140U-K6D3-D17 | G | <p>The Allen-Bradley 140U-K6D3-D17 Circuit Breaker is a 140G Molded Case Circuit Breaker (MCCB). It is a K-Frame circuit breaker with a rated current of 175 Amps and a 3-pole&nbsp;configuration.</p> | 95.6743
70455 | 140U-K6D3-D20 | G | <p>The Allen-Bradley 140U-K6D3-D20 Circuit Breaker is a 140G Molded Case Circuit Breaker. It is a K-Frame circuit breaker with a rated current of 200 Amps and a 3-pole&nbsp;configuration.</p> | 95.2381
70518 | 140U-K6D3-D40-MU | G | <p>The Allen-Bradley 140U-K6D3-D40-MU Circuit Breaker is a 140G Molded Case Circuit Breaker (MCCB). It is a K-Frame circuit breaker with a rated current of 400 Amps and it has a 3 poles configuration.</p> | 95.0739
70522 | 140U-L6X3 | G | <p>The 140U-L6X3 Breaker Frame is a compact molded frame from Allen-Bradley/Rockwell Automation. It belongs to the bulletin 140U MCCB accessories product line. Its frame ratings are Size L, 3 poles, and 600 Amps.</p> | 98.1651
70530 | 140U-LTD3-D30 | G | <p>The Allen-Bradley 140U-LTD3-D30 Trip Unit comes with the thermal/magnetic protection type and 300 Amps of rated current. It is compatible with 600 Amps, Frame L MCCBs. The adjustable current range of the magnetic trip is 1500 to 3000 Amps.</p> | 97.561
70533 | 140U-LTD3-D40 | G | <p>The Allen-Bradley 140U-LTD3-D40 Trip Unit comes with thermal/magnetic protection type and 400 Amps of rated current. It is compatible with 600 Amps, Frame L MCCBs. The adjustable current range of the magnetic trip is 2000 to 4000 Amps.</p> | 98.3607
10196 | 150-A05FA | G | Non-Combination Solid-State Controller 5 Amps IP65 Type 4 Enclosure 200-240 Volts input
10197 | 150-A05FB | G | Non-Combination Solid-State Controller 5 Amps IP65 Type 4 Enclosure 380-480 Volts input
10198 | 150-A05FC | G | Non-Combination Solid-State Controller 5 Amps IP65 Type 4 Enclosure 500-600 Volts input
10199 | 150-A05JA | G | Non-Combination Solid-State Controller 5 Amps IP64 Type 12 Enclosure 200-240 Volts input
10200 | 150-A05JB | G | Non-Combination Solid-State Controller 5 Amps IP64 Type 12 Enclosure 380-480 Volts input
10201 | 150-A05JC | G | Non-Combination Solid-State Controller 5 Amps IP64 Type 12 Enclosure 500-600 Volts input
10202 | 150-A05NA | G | Open Solid-State Controller 5 Amps 200-240 Volts input
10203 | 150-A05NB | G | Open Solid-State Controller 5 Amps 380-480 Volts input
10204 | 150-A05NB-8B4-NA | G | Open Solid-State Controller 5 Amps 380-480 Volts input with 8B4 Protective Modules and 150-ND Interface Module
10205 | 150-A05NB-8B4-ND | G | Open Solid-State Controller 5 Amps 380-480 Volts input with 8B4 Protective Modules and 150-NA Interface Module
10206 | 150-A05NB-8L4-NA | G | Open Solid-State Controller 5 Amps 380-480 Volts input with 8L4 Protective Modules and 150-ND Interface Module
10207 | 150-A05NB-8L4-ND | G | Open Solid-State Controller 5 Amps 380-480 Volts input with 8L4 Protective Modules and 150-NA Interface Module
10208 | 150-A05NB-D1-8L4 | G | Open Solid-State Controller 5 Amps 380-480 Volts input with 8L4 Protective Modules
10209 | 150-A05NB-E1-8L4 | G | Open Solid-State Controller 5 Amps 380-480 Volts input with 8L4 Protective Modules
10210 | 150-A05NB-ND | G | Open Solid-State Controller 5 Amps 380-480 Volts input with 150-NA Interface Module
10211 | 150-A05NC | G | Open Solid-State Controller 5 Amps 500-600 Volts input
10212 | 150-A05NC-8L6-ND | G | Open Solid-State Controller 5 Amps 500-600 Volts input with 8L6 Protective Modules 8L6 and 150-NA Interface Module
10213 | 150-A09A-8B2-ND | G | Solid-State Controller 9 Amps input with 8B2 Protective Modules and 150-NA Interface Module
10214 | 150-A09FA | G | Non-Combination Solid-State Controller 9 Amps IP65 Type 4 Enclosure 200-240 Volts input
10215 | 150-A09FB | G | Non-Combination Solid-State Controller 9 Amps IP65 Type 4 Enclosure 380-480 Volts input
10216 | 150-A09FB-ND | G | Non-Combination Solid-State Controller 9 Amps IP65 Type 4 Enclosure 380-480 Volts input and 150-NA Interface Module
10217 | 150-A09FC | G | Non-Combination Solid-State Controller 9 Amps IP65 Type 4 Enclosure 500-600 Volts input
10218 | 150-A09JA | G | Non-Combination Solid-State Controller 9 Amps IP64 Type 12 Enclosure 200-240 Volts input
10219 | 150-A09JB | G | Non-Combination Solid-State Controller 9 Amps IP64 Type 12 Enclosure 380-480 Volts input
10220 | 150-A09JC | G | Non-Combination Solid-State Controller 9 Amps IP64 Type 12 Enclosure 500-600 Volts input
10221 | 150-A09NA | G | Open Solid-State Controller 9 Amps 200-240 Volts input
10222 | 150-A09NB | G | Open Solid-State Controller 9 Amps 380-480 Volts input
10223 | 150-A09NB-8B4-NA | G | Open Solid-State Controller 9 Amps 380-480 Volts input with 8B4 Protective Modules 8B4 and 150-ND Interface Module
10224 | 150-A09NB-8B4-ND | G | Open Solid-State Controller 9 Amps 380-480 Volts input with 8B4 Protective Modules 8B4 and 150-NA Interface Module
10225 | 150-A09NB-8L4-NA | G | Open Solid-State Controller 9 Amps 380-480 Volts input with 8L4 Protective Modules 8L4 and 150-ND Interface Module
10226 | 150-A09NB-8L4-ND | G | Open Solid-State Controller 9 Amps 380-480 Volts input with 8L4 Protective Modules 8L4 and 150-NA Interface Module
10227 | 150-A09NB-C1-8L4 | G | Open Solid-State Controller 9 Amps 380-480 Volts input with 8L4 Protective Modules
10228 | 150-A09NB-F1-8L4 | G | Open Solid-State Controller 9 Amps 380-480 Volts input with 8L4 Protective Modules
10229 | 150-A09NB-NA | G | Open Solid-State Controller 9 Amps 380-480 Volts input with 150-ND Interface Module
10230 | 150-A09NB-ND | G | Open Solid-State Controller 9 Amps 380-480 Volts input with 150-NA Interface Module
10231 | 150-A09NC | G | Open Solid-State Controller 9 Amps 500-600 Volts input
31707 | 150-A1000BBD | G | 150-A1000BBD is part of the SMC-50 series of smart motor controllers. This part can work with a motor that produces 10-800 Hp, has a current rating of 1000 A has a line voltage of 200-480V AC | 99.4764
31721 | 150-A1000BCD | G | 150-A1000BCD is part of the SMC-50 series of smart motor controllers. This part can work with a motor that produces 10-1000 Hp, has a current rating of 1000 A has a line voltage of 200-600V AC | 99.4792
31734 | 150-A1000FBD | G | 150-A1000FBD is part of the SMC-50 series of smart motor controllers. This part can work with a motor that produces 10-800 Hp, has a current rating of 1000 A has a line voltage of 200-480V AC | 99.4764
31747 | 150-A1000FCD | G | 150-A1000FCD is part of the SMC-50 series of smart motor controllers. This part can work with a motor that produces 10-1000 Hp, has a current rating of 1000 A has a line voltage of 200-600V AC | 99.4792
31756 | 150-A1000JBD | G | 150-A1000JBD is part of the SMC-50 series of smart motor controllers. This part can work with a motor that produces 10-800 Hp, has a current rating of 1000 A has a line voltage of 200-480V AC | 97.6501
31680 | 150-A1000NBD | G | 150-A1000NBD is part of the SMC-50 series of smart motor controllers. This part can work with a motor that produces 10-800 Hp, has a current rating of 1000 A has a line voltage of 200-480V AC | 99.4764
31693 | 150-A1000NCD | G | 150-A1000NCD is part of the SMC-50 series of smart motor controllers. This part can work with a motor that produces 10-1000 Hp, has a current rating of 1000 A has a line voltage of 200-600V AC | 99.4792
31699 | 150-A135BBD | G | 150-A135BBD is part of the SMC-50 series of smart motor controllers. This part can work with a motor that produces 5-100 Hp, has a current rating of 135 A has a line voltage of 200-480V AC | 99.4681
31713 | 150-A135BCD | G | 150-A135BCD is part of the SMC-50 series of smart motor controllers. This part can work with a motor that produces 5-125 Hp, has a current rating of 135 A has a line voltage of 200-600V AC | 99.4681
31726 | 150-A135FBD | G | 150-A135FBD is part of the SMC-50 series of smart motor controllers. This part can work with a motor that produces 5-100 Hp, has a current rating of 135 A has a line voltage of 200-480V AC | 99.4681
31739 | 150-A135FCD | G | 150-A135FCD is part of the SMC-50 series of smart motor controllers. This part can work with a motor that produces 5-125 Hp, has a current rating of 135 A has a line voltage of 200-600V AC | 99.4681
31748 | 150-A135JBD | G | 150-A135JBD is part of the SMC-50 series of smart motor controllers. This part can work with a motor that produces 5-100 Hp, has a current rating of 135 A has a line voltage of 200-480V AC | 97.3404
31757 | 150-A135JCD | G | 150-A135JCD is part of the SMC-50 series of smart motor controllers. This part can work with a motor that produces 5-125 Hp, has a current rating of 135 A has a line voltage of 200-600V AC | 97.3404
10236 | 150-A135NBDA | G | Open Solid-State Controller 135 Amps 200-480 VAC Input with Soft Stop
10237 | 150-A135NBDB | G | <p>Open Solid-State Controller 135 Amps 200-480 VAC Input with Pump Control</p>
10238 | 150-A135NBDD | G | Open Solid-State Controller 135 Amps 200-480 VAC Input with SMB-Smart Motor Braking
10239 | 150-A135NBDD-8B4 | G | Open Solid-State Controller 135 Amps 200-480 VAC Input with SMB-Smart Motor Braking
10240 | 150-A135NBDD-8B4B | G | Open Solid-State Controller 135 Amps 200-480 VAC Input
10241 | 150-A135NBDE | G | Open Solid-State Controller 135 Amps 200-480 VAC Input with Accu-Stop
10242 | 150-A135NBDF | G | Open Solid-State Controller 135 Amps 200-480 VAC Input with Slow Speed with Braking
31685 | 150-A135NCD | G | 150-A135NCD is part of the SMC-50 series of smart motor controllers. This part can work with a motor that produces 5-125 Hp, has a current rating of 135 A has a line voltage of 200-600V AC | 99.4681
10244 | 150-A135NCDB | G | Open Solid-State Controller 135 Amps 200-600 VAC Input with Pump Control
10245 | 150-A135NCDG | G | Open Solid-State Controller 135 Amps 200-600 volts Input
10246 | 150-A16FA | G | Non-Combination Solid-State Controller 16 Amps IP65 Type 4 Enclosure 200-240 Volts input
10247 | 150-A16FB | G | Non-Combination Solid-State Controller 16 Amps IP65 Type 4 Enclosure 380-480 Volts input
10249 | 150-A16FC | G | Non-Combination Solid-State Controller 16 Amps IP65 Type 4 Enclosure 500-600 Volts input
10250 | 150-A16JA | G | Non-Combination Solid-State Controller 16 Amps IP64 Type 12 Enclosure 200-240 Volts input
10251 | 150-A16JB | G | Non-Combination Solid-State Controller 16 Amps IP64 Type 12 Enclosure 380-480 Volts input
10252 | 150-A16JC | G | Non-Combination Solid-State Controller 16 Amps IP64 Type 12 Enclosure 500-600 Volts input
10253 | 150-A16NA | G | Open Solid-State Controller 16 Amps 200-240 Volts input
10254 | 150-A16NB | G | Open Solid-State Controller 16 Amps 380-480 Volts input
10255 | 150-A16NB-8B4-NA | G | Open Solid-State Controller 16 Amps 380-480 Volts input with 8B4 Protective Modules and 150-ND Interface Module
10256 | 150-A16NB-8L4-NA | G | Open Solid-State Controller 16 Amps 380-480 Volts input with 8L4 Protective Modules and 150-ND Interface Module
10257 | 150-A16NB-8L4-ND | G | Open Solid-State Controller 16 Amps 380-480 Volts input with 8L4 Protective Modules and 150-NA Interface Module
10258 | 150-A16NB-F1-8L4 | G | Open Solid-State Controller 16 Amps 380-480 Volts input with 8L4 Protective Modules
10259 | 150-A16NB-H1-8L4 | G | Open Solid-State Controller 16 Amps 380-480 Volts input with 8L4 Protective Modules
10260 | 150-A16NB-NA | G | Open Solid-State Controller 16 Amps 380-480 Volts input with 150-ND Interface Module
10261 | 150-A16NB-ND | G | Open Solid-State Controller 16 Amps 380-480 Volts input with 150-NA Interface Module
10262 | 150-A16NC | G | Open Solid-State Controller 16 Amps 500-600 Volts input
31700 | 150-A180BBD | G | 150-A180BBD is part of the SMC-50 series of smart motor controllers. This part can work with a motor that produces 5-150 Hp, has a current rating of 180 A has a line voltage of 200-480V AC | 99.4681
31714 | 150-A180BCD | G | 150-A180BCD is part of the SMC-50 series of smart motor controllers. This part can work with a motor that produces 5-150 Hp, has a current rating of 180 A has a line voltage of 200-600V AC | 99.4681
31727 | 150-A180FBD | G | 150-A180FBD is part of the SMC-50 series of smart motor controllers. This part can work with a motor that produces 5-150 Hp, has a current rating of 180 A has a line voltage of 200-480V AC | 99.4681
31740 | 150-A180FCD | G | 150-A180FCD is part of the SMC-50 series of smart motor controllers. This part can work with a motor that produces 5-150 Hp, has a current rating of 180 A has a line voltage of 200-600V AC | 99.4681
31749 | 150-A180JBD | G | 150-A180JBD is part of the SMC-50 series of smart motor controllers. This part can work with a motor that produces 5-150 Hp, has a current rating of 180 A has a line voltage of 200-480V AC | 98.4043
31758 | 150-A180JCD | G | 150-A180JCD is part of the SMC-50 series of smart motor controllers. This part can work with a motor that produces 5-150 Hp, has a current rating of 180 A has a line voltage of 200-600V AC | 97.3404
31673 | 150-A180NBD | G | 150-A180NBD is part of the SMC-50 series of smart motor controllers. This part can work with a motor that produces 5-150 Hp, has a current rating of 180 A has a line voltage of 200-480V AC | 99.4681
31686 | 150-A180NCD | G | 150-A180NCD is part of the SMC-50 series of smart motor controllers. This part can work with a motor that produces 5-150 Hp, has a current rating of 180 A has a line voltage of 200-600V AC | 99.4681
31701 | 150-A240BBD | G | 150-A240BBD is part of the SMC-50 series of smart motor controllers. This part can work with a motor that produces 5-200 Hp, has a current rating of 240 A has a line voltage of 200-480V AC | 99.4681
31715 | 150-A240BCD | G | 150-A240BCD is part of the SMC-50 series of smart motor controllers. This part can work with a motor that produces 5-250 Hp, has a current rating of 240 A has a line voltage of 200-600V AC | 99.4681
31728 | 150-A240FBD | G | 150-A240FBD is part of the SMC-50 series of smart motor controllers. This part can work with a motor that produces 5-200 Hp, has a current rating of 240 A has a line voltage of 200-480V AC | 99.4681
31741 | 150-A240FCD | G | 150-A240FCD is part of the SMC-50 series of smart motor controllers. This part can work with a motor that produces 5-250 Hp, has a current rating of 240 A has a line voltage of 200-600V AC | 99.4681
31750 | 150-A240JBD | G | 150-A240JBD is part of the SMC-50 series of smart motor controllers. This part can work with a motor that produces 5-200 Hp, has a current rating of 240 A has a line voltage of 200-480V AC | 98.4043
31759 | 150-A240JCD | G | 150-A240JCD is part of the SMC-50 series of smart motor controllers. This part can work with a motor that produces 5-250 Hp, has a current rating of 240 A has a line voltage of 200-600V AC | 97.8723
10266 | 150-A240NBDA | G | Open Solid-State Controller 240 Amps 200-480 VAC Input with Soft Stop
10267 | 150-A240NBDB | G | Open Solid-State Controller 240 Amps 200-480 VAC Input with Pump Control
31687 | 150-A240NCD | G | 150-A240NCD is part of the SMC-50 series of smart motor controllers. This part can work with a motor that produces 5-250 Hp, has a current rating of 240 A has a line voltage of 200-600V AC | 99.4681
10269 | 150-A240NCDB | G | Open Solid-State Controller 240 Amps 200-600 VAC Input with Pump Control
10270 | 150-A240NCDG | G | Open Solid-State Controller 240 Amps 200-600 VAC Input
10271 | 150-A24FA | G | Non-Combination Solid-State Controller 24 Amps IP65 Type 4 Enclosure 230 VAC Input
10272 | 150-A24FB | G | Non-Combination Solid-State Controller 24 Amps IP65 Type 4 Enclosure 400-480 VAC Input
31722 | 150-A24FBD | G | 150-A24FBD is part of the SMC-50 series of smart motor controllers. This part can work with a motor that produces 1-15 Hp, has a current rating of 24 A has a line voltage of 200-480V AC | 97.8378
10274 | 150-A24FBDB | G | Non-Combination Solid-State Controller 24 Amps IP65 Type 4 Enclosure 200-480 VAC Input with Pump Control
10275 | 150-A24FBDD | G | Non-Combination Solid-State Controller 24 Amps IP65 Type 4 Enclosure 200-480 VAC Input with SMB-Smart Motor Braking
10276 | 150-A24FC | G | Non-Combination Solid-State Controller 24 Amps IP65 Type 4 Enclosure 500-575 VAC Input
31735 | 150-A24FCD | G | 150-A24FCD is part of the SMC-50 series of smart motor controllers. This part can work with a motor that produces 1-20 Hp, has a current rating of 24 A has a line voltage of 200-600V AC | 98.6595
10277 | 150-A24JA | G | Non-Combination Solid-State Controller 24 Amps IP54 NEMA 12 Enclosure 230 VAC Input
10278 | 150-A24JB | G | Non-Combination Solid-State Controller 24 Amps IP54 NEMA 12 Enclosure 400-480 VAC Input
10279 | 150-A24JB-8B4 | G | Non-Combination Solid-State Controller 24 Amps IP54 NEMA 12 Enclosure 400-480 VAC with 8B4 Protective Module
31694 | 150-A24JBD | G | 150-A24JBD is part of the SMC-50 series of smart motor controllers. This part can work with a motor that produces 1-15 Hp, has a current rating of 24 A has a line voltage of 200-480V AC | 99.4595
10281 | 150-A24JBDB | G | Non-Combination Solid-State Controller 24 Amps IP54 Type NEMA 12 Enclosure 200-480 VAC Input with Pump Control
10283 | 150-A24JBDD | G | Non-Combination Solid-State Controller 24 Amps IP54 Type NEMA 12 Enclosure 200-480 VAC Input with SMB-Smart Motor Braking
10284 | 150-A24JC | G | Non-Combination Solid-State Controller 24 Amps IP54 NEMA 12 Enclosure 500-575 VAC Input
31708 | 150-A24JCD | G | 150-A24JCD is part of the SMC-50 series of smart motor controllers. This part can work with a motor that produces 1-20 Hp, has a current rating of 24 A has a line voltage of 200-600V AC | 99.4595
10285 | 150-A24NA | G | Open Solid-State Controller 24 Amps 230 VAC Input
10286 | 150-A24NA-8L2ND | G | Open Solid-State Controller 24 Amps 230 VAC Input with 8L2 Protective Module and 150-NA Interface Module
10287 | 150-A24NA-ND | G | Open Solid-State Controller 24 Amps 230 VAC Input with 150-NA Interface Module
10288 | 150-A24NB | G | Open Solid-State Controller 24 Amps 400-480 VAC Input
10289 | 150-A24NB-8B4NA | G | Open Solid-State Controller 24 Amps 400-480 VAC Input with 150-ND Interface Module and 8B4 Protective Module
31668 | 150-A24NBD | G | The Allen-Bradley 150-A24NBD is a SMC Plus Smart Motor Controller. This motor controller has a line Voltage of 200-460VAC, 3-Phase, 50 and 60 Hz. It delivers maximum continuous output current of 24 Amperes and output power of 15 HP at 460VAC rated voltage with an open type enclosure. This controller is capable of selectable kick-start option, current limit start, and full voltage start | 99.6149
10293 | 150-A24NBDA | G | Open Solid-State Controller 24 Amps 200-480 VAC Input with Soft Stop
10294 | 150-A24NBDB | G | Open Solid-State Controller 24 Amps 200-480 VAC Input with Pump Control
10295 | 150-A24NBDC | G | Open Solid-State Controller 24 Amps 200-480 VAC Input with Preset Slow Speed
10296 | 150-A24NBDD | G | Open Solid-State Controller 24 Amps 200-480 VAC Input with SMB-Smart Motor Braking
10297 | 150-A24NBDD-8B4 | G | <p>Open Solid-State Controller 24 Amps 200-480 VAC Input with 8B4 Protective Module and SMB-Smart Motor Braking</p>
10298 | 150-A24NBDE | G | Open Solid-State Controller 24 Amps 200-480 VAC Input with Accu-Stop
10290 | 150-A24NB-NA | G | Open Solid-State Controller 24 Amps 400-480 VAC Input with 150-ND Interface Module
10291 | 150-A24NB-ND | G | Open Solid-State Controller 24 Amps 400-480 VAC Input with 150-NA Interface Module
10299 | 150-A24NC | G | Open Solid-State Controller 24 Amps 500-575 VAC
31681 | 150-A24NCD | G | 150-A24NCD is part of the SMC-50 series of smart motor controllers. This part can work with a motor that produces 1-20 Hp, has a current rating of 24 A has a line voltage of 200-600V AC | 99.4595
10301 | 150-A24NCDA | G | Open Solid-State Controller 24 Amps 200-600 VAC Input with Soft Stop
10302 | 150-A24NCDB | G | Open Solid-State Controller 24 Amps 200-600 VAC Input with Pump Control
10303 | 150-A24NCDC | G | Open Solid-State Controller 24 Amps 200-600 VAC Input with Preset Slow Speed
10304 | 150-A24NCDD | G | Open Solid-State Controller 24 Amps 200-600 VAC Input with SMB-Smart Motor Braking
10305 | 150-A24NCDF | G | Open Solid-State Controller 24 Amps 200-600 VAC Input with Slow Speed with Braking
10306 | 150-A35FA | G | Non-Combination Solid-State Controller 35 Amps IP65 Type 4 Enclosure 230 VAC Input
10307 | 150-A35FB | G | Non-Combination Solid-State Controller 35 Amps IP65 Type 4 Enclosure 400-480 VAC Input
31723 | 150-A35FBD | G | 150-A35FBD is part of the SMC-50 series of smart motor controllers. This part can work with a motor that produces 1-25 Hp, has a current rating of 35 A has a line voltage of 200-480V AC | 97.8378
10309 | 150-A35FBDB | G | Non-Combination Solid-State Controller 35 Amps IP65 Type 4 Enclosure 200-480 VAC Input with Pump Control
10311 | 150-A35FC | G | Non-Combination Solid-State Controller 35 Amps IP65 Type 4 Enclosure 500-575 VAC Input
31736 | 150-A35FCD | G | 150-A35FCD is part of the SMC-50 series of smart motor controllers. This part can work with a motor that produces 1-30 Hp, has a current rating of 35 A has a line voltage of 200-600V AC | 98.3784
10312 | 150-A35JA | G | Non-Combination Solid-State Controller 35 Amps IP54 NEMA 12 Enclosure 230 VAC Input
10313 | 150-A35JB | G | Non-Combination Solid-State Controller 35 Amps IP54 NEMA 12 Enclosure 400-480 VAC Input
31695 | 150-A35JBD | G | 150-A35JBD is part of the SMC-50 series of smart motor controllers. This part can work with a motor that produces 1-25 Hp, has a current rating of 35 A has a line voltage of 200-480V AC | 99.4595
10316 | 150-A35JBDB | G | Non-Combination Solid-State Controller 35 Amps IP54 Type NEMA 12 Enclosure 200-480 VAC Input with Pump Control
10317 | 150-A35JC | G | Non-Combination Solid-State Controller 35 Amps IP54 NEMA 12 Enclosure 500-575 VAC Input
31709 | 150-A35JCD | G | 150-A35JCD is part of the SMC-50 series of smart motor controllers. This part can work with a motor that produces 1-30 Hp, has a current rating of 35 A has a line voltage of 200-600V AC | 99.4595
10318 | 150-A35NA | G | Open Solid-State Controller 35 Amps 230 VAC Input
10319 | 150-A35NA-8L2ND | G | Open Solid-State Controller 35 Amps 230 VAC Input with 150-NA Interface Module and 8L2 Protective Module
10320 | 150-A35NA-ND | G | Open Solid-State Controller 35 Amps 230 VAC Input with 150-NA Interface Module
10321 | 150-A35NB | G | Open Solid-State Controller 35 Amps 400-480 VAC Input
10322 | 150-A35NB-8B4ND | G | Open Solid-State Controller 35 Amps 400-480 VAC Input with 150-NA Interface Module
10323 | 150-A35NB-8L4ND | G | Open Solid-State Controller 35 Amps 400-480 VAC Input with 150-NA Interface Module
31669 | 150-A35NBD | G | 150-A35NBD is part of the SMC-50 series of smart motor controllers. This part can work with a motor that produces 1-25 Hp, has a current rating of 35 A has a line voltage of 200-480V AC | 99.4595
10328 | 150-A35NBD-8L4 | G | Open Solid-State Controller 35 Amps 200-480 VAC Input with 8L4 Protective Module
10329 | 150-A35NBDA | G | Open Solid-State Controller 35 Amps 200-480 VAC Input with Soft Stop
10330 | 150-A35NBDB | G | Open Solid-State Controller 35 Amps 200-480 VAC Input with Pump Control
10331 | 150-A35NBDC | G | Open Solid-State Controller 35 Amps 200-480 VAC Input with Preset Slow Speed
10332 | 150-A35NBDD | G | Open Solid-State Controller 35 Amps 200-480 VAC Input with SMB-Smart Motor Braking
10333 | 150-A35NBDE | G | Open Solid-State Controller 35 Amps 200-480 VAC Input with Accu-Stop
10334 | 150-A35NBDF | G | Open Solid-State Controller 35 Amps 200-480 VAC Input with Slow Speed with Braking
10324 | 150-A35NB-NA | G | Open Solid-State Controller 35 Amps 400-480 VAC Input with 150-ND Interface Module
10325 | 150-A35NB-ND | G | Open Solid-State Controller 35 Amps 400-480 VAC Input with 150-NA Interface Module
10335 | 150-A35NBND-8L4 | G | Open Solid-State Controller 35 Amps 400-480 VAC Input with 150-NA Interface Module
10326 | 150-A35NB-ND-8L4A | G | Open Solid-State Controller 35 Amps 400-480 VAC Input with 150-NA Interface Module
10336 | 150-A35NC | G | Open Solid-State Controller 35 Amps 500-575 VAC Input
31682 | 150-A35NCD | G | 150-A35NCD is part of the SMC-50 series of smart motor controllers. This part can work with a motor that produces 1-30 Hp, has a current rating of 35 A has a line voltage of 200-600V AC | 99.4595
10338 | 150-A35NCDB | G | Open Solid-State Controller 35 Amps 200-600 VAC Input with Pump Control
10339 | 150-A35NCDD | G | Open Solid-State Controller 35 Amps 200-600 VAC Input with SMB-Smart Motor Braking
10340 | 150-A35NCDE | G | Open Solid-State Controller 35 Amps 200-600 VAC Input with Accu-Stop
31702 | 150-A360BBD | G | 150-A360BBD is part of the SMC-50 series of smart motor controllers. This part can work with a motor that produces 5-300 Hp, has a current rating of 360 A has a line voltage of 200-480V AC | 99.4681
31716 | 150-A360BCD | G | 150-A360BCD is part of the SMC-50 series of smart motor controllers. This part can work with a motor that produces 5-350 Hp, has a current rating of 360 A has a line voltage of 200-600V AC | 99.4681
31729 | 150-A360FBD | G | 150-A360FBD is part of the SMC-50 series of smart motor controllers. This part can work with a motor that produces 5-300 Hp, has a current rating of 360 A has a line voltage of 200-480V AC | 99.4681
31742 | 150-A360FCD | G | 150-A360FCD is part of the SMC-50 series of smart motor controllers. This part can work with a motor that produces 5-350 Hp, has a current rating of 360 A has a line voltage of 200-600V AC | 99.4681
31751 | 150-A360JBD | G | 150-A360JBD is part of the SMC-50 series of smart motor controllers. This part can work with a motor that produces 5-300 Hp, has a current rating of 360 A has a line voltage of 200-480V AC | 98.4043
31760 | 150-A360JCD | G | 150-A360JCD is part of the SMC-50 series of smart motor controllers. This part can work with a motor that produces 5-350 Hp, has a current rating of 360 A has a line voltage of 200-600V AC | 97.8723
31675 | 150-A360NBD | G | 150-A360NBD is part of the SMC-50 series of smart motor controllers. This part can work with a motor that produces 5-300 Hp, has a current rating of 360 A has a line voltage of 200-480V AC | 99.4681
31688 | 150-A360NCD | G | 150-A360NCD is part of the SMC-50 series of smart motor controllers. This part can work with a motor that produces 5-350 Hp, has a current rating of 360 A has a line voltage of 200-600V AC | 99.4681
31703 | 150-A500BBD | G | 150-A500BBD is part of the SMC-50 series of smart motor controllers. This part can work with a motor that produces 5-400 Hp, has a current rating of 500 A has a line voltage of 200-480V AC | 99.4681
31717 | 150-A500BCD | G | 150-A500BCD is part of the SMC-50 series of smart motor controllers. This part can work with a motor that produces 5-500 Hp, has a current rating of 500 A has a line voltage of 200-600V AC | 99.4681
31730 | 150-A500FBD | G | 150-A500FBD is part of the SMC-50 series of smart motor controllers. This part can work with a motor that produces 5-400 Hp, has a current rating of 500 A has a line voltage of 200-480V AC | 99.4681
31743 | 150-A500FCD | G | 150-A500FCD is part of the SMC-50 series of smart motor controllers. This part can work with a motor that produces 5-500 Hp, has a current rating of 500 A has a line voltage of 200-600V AC | 99.4681
31752 | 150-A500JBD | G | 150-A500JBD is part of the SMC-50 series of smart motor controllers. This part can work with a motor that produces 5-400 Hp, has a current rating of 500 A has a line voltage of 200-480V AC | 98.4043
31761 | 150-A500JCD | G | 150-A500JCD is part of the SMC-50 series of smart motor controllers. This part can work with a motor that produces 5-500 Hp, has a current rating of 500 A has a line voltage of 200-600V AC | 98.4043
31676 | 150-A500NBD | G | <p>150-A500NBD is part of the SMC-50 series of smart motor controllers. This part can work with a motor that produces 5-400 Hp, has a current rating of 500 A has a line voltage of 200-480V AC</p> | 97.3958
31689 | 150-A500NCD | G | 150-A500NCD is part of the SMC-50 series of smart motor controllers. This part can work with a motor that produces 5-500 Hp, has a current rating of 500 A has a line voltage of 200-600V AC | 99.4681
10341 | 150-A54FA | G | Non-Combination Solid-State Controller 54 Amps IP65 Type 4 Enclosure 230 VAC Input
10342 | 150-A54FB | G | Non-Combination Solid-State Controller 54 Amps IP65 Type 4 Enclosure 400-480 VAC Input
31724 | 150-A54FBD | G | 150-A54FBD is part of the SMC-50 series of smart motor controllers. This part can work with a motor that produces 1-40 Hp, has a current rating of 54 A has a line voltage of 200-480V AC | 97.8378
10344 | 150-A54FBDB | G | Non-Combination Solid-State Controller 54 Amps IP65 Type 4 Enclosure 200-480 VAC Input with Pump Control
10345 | 150-A54FC | G | Non-Combination Solid-State Controller 54 Amps IP65 Type 4 Enclosure 500-575 VAC Input
31737 | 150-A54FCD | G | 150-A54FCD is part of the SMC-50 series of smart motor controllers. This part can work with a motor that produces 1-50 Hp, has a current rating of 54 A has a line voltage of 200-600V AC | 97.5871
10346 | 150-A54JA | G | Non-Combination Solid-State Controller 54 Amps IP54 Type NEMA 12 Enclosure 230 VAC Input
10347 | 150-A54JB | G | Non-Combination Solid-State Controller 54 Amps IP54 Type NEMA 12 Enclosure 400-480 VAC Input
31696 | 150-A54JBD | G | 150-A54JBD is part of the SMC-50 series of smart motor controllers. This part can work with a motor that produces 1-40 Hp, has a current rating of 54 A has a line voltage of 200-480V AC | 99.4595
10350 | 150-A54JBDB | G | Non-Combination Solid-State Controller 54 Amps IP54 Type NEMA 12 Enclosure 200-480 VAC Input with Pump Control
10351 | 150-A54JBDB-8B4 | G | Non-Combination Solid-State Controller 54 Amps IP54 Type NEMA 12 Enclosure 200-480 VAC Input with Pump Control and 8B4 Protective Module | 96.6292
10348 | 150-A54JB-ND | G | Non-Combination Solid-State Controller 54 Amps IP54 Type NEMA 12 Enclosure 400-480 VAC Input with 150-NA Interface Module
10352 | 150-A54JC | G | Non-Combination Solid-State Controller 54 Amps IP54 Type NEMA 12 Enclosure 500-575 VAC Input
31710 | 150-A54JCD | G | 150-A54JCD is part of the SMC-50 series of smart motor controllers. This part can work with a motor that produces 1-50 Hp, has a current rating of 54 A has a line voltage of 200-600V AC | 99.4595
10354 | 150-A54NA | G | Open Solid-State Controller 54 Amps 230 VAC Input
10355 | 150-A54NA-8B2ND | G | Open Solid-State Controller 54 Amps 230 VAC Input with 150-NA Interface Module
10356 | 150-A54NA-ND | G | Open Solid-State Controller 54 Amps 230 VAC Input with 150-NA Interface Module
10357 | 150-A54NB | G | Open Solid-State Controller 54 Amps 400-480 VAC Input
10358 | 150-A54NB-8B4NA | G | Open Solid-State Controller 54 Amps 400-480 VAC Input with 150-ND Interface Module and 8B4 Protective Module
10359 | 150-A54NB-8B4ND | G | Open Solid-State Controller 54 Amps 400-480 VAC Input with 150-NA Interface Module and 8B4 Protective Module
10360 | 150-A54NB-8L4NA | G | Open Solid-State Controller 54 Amps 400-480 VAC Input with 150-ND Interface Module and 8L4 Protective Module
31670 | 150-A54NBD | G | 150-A54NBD is part of the SMC-50 series of smart motor controllers. This part can work with a motor that produces 1-40 Hp, has a current rating of 54 A has a line voltage of 200-480V AC | 99.4595
10363 | 150-A54NBDA | G | Open Solid-State Controller 54 Amps 200-480 VAC Input with Soft Stop
10364 | 150-A54NBDB | G | Open Solid-State Controller 54 Amps 200-480 VAC Input with Pump Control
10365 | 150-A54NBDC | G | Open Solid-State Controller 54 Amps 200-480 VAC Input with Preset Slow Speed
10366 | 150-A54NBDD | G | Open Solid-State Controller 54 Amps 200-480 VAC Input with SMB-Smart Motor Braking
10367 | 150-A54NBDE | G | Open Solid-State Controller 54 Amps 200-480 VAC Input with Accu-Stop
10361 | 150-A54NB-ND | G | Open Solid-State Controller 54 Amps 400-480 VAC Input with 150-NA Interface Module
10368 | 150-A54NBND-8L4 | G | Open Solid-State Controller 54 Amps 400-480 VAC Input with 150-NA Interface Module and 8L4 Protective Module
10369 | 150-A54NC | G | Open Solid-State Controller 54 Amps 500-575 VAC Input
31683 | 150-A54NCD | G | 150-A54NCD is part of the SMC-50 series of smart motor controllers. This part can work with a motor that produces 1-50 Hp, has a current rating of 54 A has a line voltage of 200-600V AC | 99.4595
10372 | 150-A54NCDB | G | Open Solid-State Controller 54 Amps 200-600 VAC Input with Pump Control
10370 | 150-A54NC-ND | G | Open Solid-State Controller 54 Amps 500-575 VAC Input with 150-NA Interface Module
31704 | 150-A650BBD | G | 150-A650BBD is part of the SMC-50 series of smart motor controllers. This part can work with a motor that produces 5-500 Hp, has a current rating of 650 A has a line voltage of 200-480V AC | 99.4681
31718 | 150-A650BCD | G | 150-A650BCD is part of the SMC-50 series of smart motor controllers. This part can work with a motor that produces 5-600 Hp, has a current rating of 650 A has a line voltage of 200-600V AC | 99.4681
31731 | 150-A650FBD | G | 150-A650FBD is part of the SMC-50 series of smart motor controllers. This part can work with a motor that produces 5-500 Hp, has a current rating of 650 A has a line voltage of 200-480V AC | 99.4681
31744 | 150-A650FCD | G | 150-A650FCD is part of the SMC-50 series of smart motor controllers. This part can work with a motor that produces 5-600 Hp, has a current rating of 650 A has a line voltage of 200-600V AC | 99.4681
31753 | 150-A650JBD | G | 150-A650JBD is part of the SMC-50 series of smart motor controllers. This part can work with a motor that produces 5-500 Hp, has a current rating of 650 A has a line voltage of 200-480V AC | 97.8723
31762 | 150-A650JCD | G | 150-A650JCD is part of the SMC-50 series of smart motor controllers. This part can work with a motor that produces 5-600 Hp, has a current rating of 650 A has a line voltage of 200-600V AC | 97.6127
31677 | 150-A650NBD | G | 150-A650NBD is part of the SMC-50 series of smart motor controllers. This part can work with a motor that produces 5-500 Hp, has a current rating of 650 A has a line voltage of 200-480V AC | 99.4681
31690 | 150-A650NCD | G | 150-A650NCD is part of the SMC-50 series of smart motor controllers. This part can work with a motor that produces 5-600 Hp, has a current rating of 650 A has a line voltage of 200-600V AC | 99.4681
31705 | 150-A720BBD | G | 150-A720BBD is part of the SMC-50 series of smart motor controllers. This part can work with a motor that produces 5-600 Hp, has a current rating of 720 A has a line voltage of 200-480V AC | 99.4681
31719 | 150-A720BCD | G | 150-A720BCD is part of the SMC-50 series of smart motor controllers. This part can work with a motor that produces 5-700 Hp, has a current rating of 720 A has a line voltage of 200-600V AC | 99.4681
31732 | 150-A720FBD | G | 150-A720FBD is part of the SMC-50 series of smart motor controllers. This part can work with a motor that produces 5-600 Hp, has a current rating of 720 A has a line voltage of 200-480V AC | 99.4681
31745 | 150-A720FCD | G | 150-A720FCD is part of the SMC-50 series of smart motor controllers. This part can work with a motor that produces 5-700 Hp, has a current rating of 720 A has a line voltage of 200-600V AC | 99.4681
31754 | 150-A720JBD | G | 150-A720JBD is part of the SMC-50 series of smart motor controllers. This part can work with a motor that produces 5-600 Hp, has a current rating of 720 A has a line voltage of 200-480V AC | 97.8723
31763 | 150-A720JCD | G | 150-A720JCD is part of the SMC-50 series of smart motor controllers. This part can work with a motor that produces 5-700 Hp, has a current rating of 720 A has a line voltage of 200-600V AC | 96.5517
31678 | 150-A720NBD | G | 150-A720NBD is part of the SMC-50 series of smart motor controllers. This part can work with a motor that produces 5-600 Hp, has a current rating of 720 A has a line voltage of 200-480V AC | 99.4681
31691 | 150-A720NCD | G | 150-A720NCD is part of the SMC-50 series of smart motor controllers. This part can work with a motor that produces 5-700 Hp, has a current rating of 720 A has a line voltage of 200-600V AC | 99.4681
31706 | 150-A850BBD | G | 150-A850BBD is part of the SMC-50 series of smart motor controllers. This part can work with a motor that produces 10-700 Hp, has a current rating of 850 A has a line voltage of 200-480V AC | 99.4709
31720 | 150-A850BCD | G | 150-A850BCD is part of the SMC-50 series of smart motor controllers. This part can work with a motor that produces 10-800 Hp, has a current rating of 850 A has a line voltage of 200-600V AC | 99.4709
31733 | 150-A850FBD | G | 150-A850FBD is part of the SMC-50 series of smart motor controllers. This part can work with a motor that produces 10-700 Hp, has a current rating of 850 A has a line voltage of 200-480V AC | 99.4709
31746 | 150-A850FCD | G | 150-A850FCD is part of the SMC-50 series of smart motor controllers. This part can work with a motor that produces 10-800 Hp, has a current rating of 850 A has a line voltage of 200-600V AC | 99.4709
31755 | 150-A850JBD | G | 150-A850JBD is part of the SMC-50 series of smart motor controllers. This part can work with a motor that produces 10-700 Hp, has a current rating of 850 A has a line voltage of 200-480V AC | 97.8836
31764 | 150-A850JCD | G | 150-A850JCD is part of the SMC-50 series of smart motor controllers. This part can work with a motor that produces 10-800 Hp, has a current rating of 850 A has a line voltage of 200-600V AC | 96.5879
31679 | 150-A850NBD | G | 150-A850NBD is part of the SMC-50 series of smart motor controllers. This part can work with a motor that produces 10-700 Hp, has a current rating of 850 A has a line voltage of 200-480V AC | 99.4709
31692 | 150-A850NCD | G | 150-A850NCD is part of the SMC-50 series of smart motor controllers. This part can work with a motor that produces 10-800 Hp, has a current rating of 850 A has a line voltage of 200-600V AC | 99.4709
31698 | 150-A97BBD | G | 150-A97BBD is part of the SMC-50 series of smart motor controllers. This part can work with a motor that produces 5-75 Hp, has a current rating of 97 A has a line voltage of 200-480V AC | 99.4595
31712 | 150-A97BCD | G | 150-A97BCD is part of the SMC-50 series of smart motor controllers. This part can work with a motor that produces 5-75 Hp, has a current rating of 97 A has a line voltage of 200-600V AC | 99.4595
31725 | 150-A97FBD | G | 150-A97FBD is part of the SMC-50 series of smart motor controllers. This part can work with a motor that produces 5-75 Hp, has a current rating of 97 A has a line voltage of 200-480V AC | 98.3784
31738 | 150-A97FCD | G | 150-A97FCD is part of the SMC-50 series of smart motor controllers. This part can work with a motor that produces 5-75 Hp, has a current rating of 97 A has a line voltage of 200-600V AC | 99.4595
10376 | 150-A97JB | G | Non-Combination Solid-State Controller 97 Amps IP54 Type NEMA 12 Enclosure 400-480 VAC Input
10377 | 150-A97JB-8B4 | G | Non-Combination Solid-State Controller 97 Amps IP54 Type 12 NEMA Enclosure 400-480 VAC Input with 8B4 Protective Module
31697 | 150-A97JBD | G | 150-A97JBD is part of the SMC-50 series of smart motor controllers. This part can work with a motor that produces 5-75 Hp, has a current rating of 97 A has a line voltage of 200-480V AC | 99.4595
31711 | 150-A97JCD | G | 150-A97JCD is part of the SMC-50 series of smart motor controllers. This part can work with a motor that produces 5-75 Hp, has a current rating of 97 A has a line voltage of 200-600V AC | 99.4595
10379 | 150-A97NA | G | Open Solid-State Controller 97 Amps 230 VAC Input
10380 | 150-A97NA-8L2ND | G | Open Solid-State Controller 97 Amps 230 VAC Input with 150-NA Interface Module and 8L2 Protective Module
10381 | 150-A97NA-ND | G | Open Solid-State Controller 97 Amps 230 VAC Input with 150-NA Interface Module
10382 | 150-A97NB | G | Open Solid-State Controller 97 Amps 400-480 VAC Input
10383 | 150-A97NB-8B4NA | G | Open Solid-State Controller 97 Amps 400-480 VAC Input with 150-ND Interface Module and 8B4 Protective Module
10384 | 150-A97NB-8B4ND | G | Open Solid-State Controller 97 Amps 400-480 VAC Input with 150-NA Interface Module and 8B4 Protective Module
10388 | 150-A97NBDA | G | Open Solid-State Controller 97 Amps 200-480 VAC Input with Soft Stop
10389 | 150-A97NBDB | G | Open Solid-State Controller 97 Amps 200-480 VAC Input with Pump Control
10390 | 150-A97NBDC | G | Open Solid-State Controller 97 Amps 200-480 VAC Input with Preset Slow Speed
10391 | 150-A97NBDD | G | Open Solid-State Controller 97 Amps 200-480 VAC Input with SMB-Smart Motor Braking
10385 | 150-A97NB-NA | G | Open Solid-State Controller 97 Amps 400-480 VAC Input with 150-ND Interface Module
10386 | 150-A97NB-ND | G | Open Solid-State Controller 97 Amps 400-480 VAC Input with 150-NA Interface Module
10392 | 150-A97NC | G | Open Solid-State Controller 97 Amps 500-575 VAC Input
31684 | 150-A97NCD | G | 150-A97NCD is part of the SMC-50 series of smart motor controllers. This part can work with a motor that produces 5-75 Hp, has a current rating of 97 A has a line voltage of 200-600V AC | 97.0509
10395 | 150-A97NCDA | G | Open Solid-State Controller 97 Amps 200-600 VAC Input with Soft Stop
10396 | 150-A97NCDB | G | Open Solid-State Controller 97 Amps 200-600 VAC Input with Pump Control
10393 | 150-A97NC-ND | G | Open Solid-State Controller 97 Amps 500-575 VAC Input with 150-NA Interface Module
36251 | 150-B135NBD | G | The Allen-Bradley 150-B135NBD SMC Dialog Plus Controller is a Solid-State controller with 135 Amps, 5-100 Horsepower, and 460V AC. It also has a Open Enclosure Type and a 200Ã¯Â¿Â½460V AC, 3-phase, 50 and 60 Hz Input Line Voltage. | 99.784
36252 | 150-B135NBD-8B | G | The Allen-Bradley 150-B135NBD-8B SMC Dialog Plus Controller is a Solid-State controller with 135 Amps, 5-100 Horsepower, and 460V AC. It also has a Open Enclosure Type and a 200Ã¯Â¿Â½460V AC, 3-phase, 50 and 60 Hz Input Line Voltage. | 99.1416
36255 | 150-B135NBDA | G | The Allen-Bradley 150-B135NBDA SMC Dialog Plus Controller is a Solid-State controller with 135 Amps, 5-100 Horsepower, and 460V AC. It also has a Open Enclosure Type and a 200Ã¯Â¿Â½460V AC, 3-phase, 50 and 60 Hz Input Line Voltage. | 99.3521
36259 | 150-B135NBDB | G | The Allen-Bradley 150-B135NBDBÃ¯Â¿Â½ SMC Dialog Plus Controller is a Solid-State controller with 135 Amps, 5-100 Horsepower, and 460V AC. It also has a Open Enclosure Type and a 200Ã¯Â¿Â½460V AC, 3-phase, 50 and 60 Hz Input Line Voltage. | 98.081
36260 | 150-B135NBDB-8B | G | <p>The Allen-Bradley 150-B135NBDB-8B SMC Dialog Plus Controller is a Solid-State controller with 135 Amps, 5-100 Horsepower, and 460V AC. It also has a Open Enclosure Type and a 200&hellip;460V AC, 3-phase, 50 and 60 Hz Input Line Voltage.</p> | 99.5902
36271 | 150-B135NBDP-8B | G | <p>The Allen-Bradley 150-B135NBDP-8B SMC Dialog Plus Controller is a Solid-State controller with 135 Amps, 5-100 Horsepower, and 460V AC. It also has a Open Enclosure Type and a 200&hellip;460V AC, 3-phase, 50 and 60 Hz Input Line Voltage.</p> | 96.9072
36272 | 150-B135NBR | G | The Allen-Bradley 150-B135NBR SMC Dialog Plus Controller is a Solid-State controller with 135 Amps, 5-100 Horsepower, and 460V AC. It also has a Open Enclosure Type and a 200Ã¯Â¿Â½460V AC, 3-phase, 50 and 60 Hz Input Line Voltage. | 98.2684
36280 | 150-B135NCD | G | The Allen-Bradley 150-B135NCD SMC Dialog Plus Controller is a Solid-State controller with 135 Amps, 5-100 Horsepower, and 460V AC. It also has a Open Enclosure Type and a 200Ã¯Â¿Â½575V AC, 3-phase, 50 and 60 Hz Input Line Voltage. | 99.784
36284 | 150-B135NCDA | G | The Allen-Bradley 150-B135NCDA SMC Dialog Plus Controller is a Solid-State controller with 135 Amps, 5-100 Horsepower, and 460V AC. It also has a Open Enclosure Type and a 200Ã¯Â¿Â½575V AC, 3-phase, 50 and 60 Hz Input Line Voltage. | 99.3521
36298 | 150-B135NCR | G | The Allen-Bradley 150-B135NCR SMC Dialog Plus Controller is a Solid-State controller with 135 Amps, 5-100 Horsepower, and 460V AC. It also has a Open Enclosure Type and a 200Ã¯Â¿Â½575V AC, 3-phase, 50 and 60 Hz Input Line Voltage. | 96.5368
36316 | 150-B180JBD | G | The Allen-Bradley 150-B180JBD SMC Dialog Plus Controller is a Solid-State controller with 180 Amps, 5-150 Horsepower, and 460V AC. It also has a IP54 (Type 12) Enclosure Type and a 200Ã¯Â¿Â½460V AC, 3-phase, 50 and 60 Hz Input Line Voltage. | 96.6102
36326 | 150-B180NBD | G | The Allen-Bradley 150-B180NBD SMC Dialog Plus Controller is a Solid-State controller with 180 Amps, 5-150 Horsepower, and 460V AC. It also has a Open Enclosure Type and a 200Ã¯Â¿Â½460V AC, 3-phase, 50 and 60 Hz Input Line Voltage. | 99.784
36328 | 150-B180NBD-8L | G | The Allen-Bradley 150-B180NBD-8L SMC Dialog Plus Controller is a Solid-State controller with 180 Amps, 5-150 Horsepower, and 460V AC. It also has a Open Enclosure Type and a 200Ã¯Â¿Â½460V AC, 3-phase, 50 and 60 Hz Input Line Voltage. | 99.7868
36330 | 150-B180NBDA | G | <p>The Allen-Bradley 150-B180NBDA SMC Dialog Plus Controller is a Solid-State controller with 180 Amps, 5-150 Horsepower, and 460V AC. It also has a Open Enclosure Type and a 200&hellip;460V AC, 3-phase, 50 and 60 Hz Input Line Voltage.</p> | 97.0954
36334 | 150-B180NBDB | G | The Allen-Bradley 150-B180NBDB SMC Dialog Plus Controller is a Solid-State controller with 180 Amps, 5-150 Horsepower, and 460V AC. It also has a Open Enclosure Type and a 200Ã¯Â¿Â½460V AC, 3-phase, 50 and 60 Hz Input Line Voltage. | 99.3576
36336 | 150-B180NBDB-8L | G | The Allen-Bradley 150-B180NBDB-8L SMC Dialog Plus Controller is a Solid-State controller with 180 Amps, 5-150 Horsepower, and 460V AC. It also has a Open Enclosure Type and a 200Ã¯Â¿Â½460V AC, 3-phase, 50 and 60 Hz Input Line Voltage. | 97.0213
36388 | 150-B240NBD | G | The Allen-Bradley 150-B240NBD SMC Dialog Plus Controller is a Solid-State controller with 240 Amps, 5-200 Horsepower, and 460V AC. It also has a Open Enclosure Type and 200 to 460V AC, 3-phase, 50 and 60 Hz Input Line Voltage. | 97.1678
36392 | 150-B240NBDA | G | The Allen-Bradley 150-B240NBDA SMC Dialog Plus Controller is a Solid-State controller with 240 Amps, 5-200 Horsepower, and 460V AC. It also has a Open Enclosure Type and a 200Ã¯Â¿Â½460V AC, 3-phase, 50 and 60 Hz Input Line Voltage. | 98.9293
36396 | 150-B240NBDB | G | The Allen-Bradley 150-B240NBDBÃ¯Â¿Â½ SMC Dialog Plus Controller is a Solid-State controller with 240 Amps, 5-200 Horsepower, and 460V AC. It also has a Open Enclosure Type and a 200Ã¯Â¿Â½460V AC, 3-phase, 50 and 60 Hz Input Line Voltage. | 98.0973
36397 | 150-B240NBDB-8B | G | The Allen-Bradley 150-B240NBDB-8B SMC Dialog Plus Controller is a Solid-State controller with 240 Amps, 5-200 Horsepower, and 460V AC. It also has a Open Enclosure Type and a 200Ã¯Â¿Â½460V AC, 3-phase, 50 and 60 Hz Input Line Voltage. | 97.6546
36402 | 150-B240NBDD | G | <p>The Allen-Bradley 150-B240NBDD SMC Dialog Plus Controller is a Solid-State controller with 240 Amps, 5-200 Horsepower, and 460V AC. It also has a Open Enclosure Type and a 200&hellip;460V AC, 3-phase, 50 and 60 Hz Input Line Voltage.</p> | 97.2973
36415 | 150-B240NCD | G | The Allen-Bradley 150-B240NCD SMC Dialog Plus Controller is a Solid-State controller with 240 Amps, 5-200 Horsepower, and 460V AC. It also has a Open Enclosure Type and a 200Ã¯Â¿Â½575V AC, 3-phase, 50 and 60 Hz Input Line Voltage. | 99.3548
36418 | 150-B240NCD-8M | G | The Allen-Bradley 150-B240NCD-8M SMC Dialog Plus Controller is a Solid-State controller with 240 Amps, 5-200 Horsepower, and 460V AC. It also has a Open Enclosure Type and a 200Ã¯Â¿Â½575V AC, 3-phase, 50 and 60 Hz Input Line Voltage. | 97.1922
36444 | 150-B24NBD | G | The Allen-Bradley 150-B24NBD SMC Dialog Plus Controller is a Solid-State controller with 24 Amps, 1-15 Horsepower, and 460V AC. It also has a Open Enclosure Type and a 200Ã¯Â¿Â½460V AC, 3-phase, 50 and 60 Hz Input Line Voltage. | 99.7821
36445 | 150-B24NBD-8B | G | <p>The Allen-Bradley 150-B24NBD-8B SMC Dialog Plus Controller is a Solid-State controller with 24 Amps, 1-15 Horsepower, and 460V AC. It also has a Open Enclosure Type and a 200&hellip;460V AC, 3-phase, 50 and 60 Hz Input Line Voltage.</p> | 97.4895
36448 | 150-B24NBDA | G | The Allen-Bradley 150-B24NBDA SMC Dialog Plus Controller is a Solid-State controller with 24 Amps, 1-15 Horsepower, and 460V AC. It also has a Open Enclosure Type and a 200Ã¯Â¿Â½460V AC, 3-phase, 50 and 60 Hz Input Line Voltage. | 99.5652
36452 | 150-B24NBDA-J1 | G | The Allen-Bradley 150-B24NBDA-J1 SMC Dialog Plus Controller is a Solid-State controller with 24 Amps, 1-15 Horsepower, and 460V AC. It also has a Open Enclosure Type and a 200Ã¯Â¿Â½460V AC, 3-phase, 50 and 60 Hz Input Line Voltage. | 98.9201
36453 | 150-B24NBDB | G | The Allen-Bradley 150-B24NBDB SMC Dialog Plus Controller is a Solid-State controller with 24 Amps, 1-15 Horsepower, and 460V AC. It also has a Open Enclosure Type and a 200Ã¯Â¿Â½460V AC, 3-phase, 50 and 60 Hz Input Line Voltage. | 99.5652
36457 | 150-B24NBDC | G | The Allen-Bradley 150-B24NBDC SMC Dialog Plus Controller is a Solid-State controller with 24 Amps, 1-15 Horsepower, and 460V AC. It also has a Open Enclosure Type and a 200Ã¯Â¿Â½460V AC, 3-phase, 50 and 60 Hz Input Line Voltage. | 98.2833
36458 | 150-B24NBDD | G | The Allen-Bradley 150-B24NBDDÃ¯Â¿Â½ SMC Dialog Plus Controller is a Solid-State controller with 24 Amps, 1-15 Horsepower, and 460V AC. It also has a Open Enclosure Type and a 200Ã¯Â¿Â½460V AC, 3-phase, 50 and 60 Hz Input Line Voltage. | 99.3684
36460 | 150-B24NBDD-8L | G | The Allen-Bradley 150-B24NBDD-8LÃ¯Â¿Â½ SMC Dialog Plus Controller is a Solid-State controller with 24 Amps, 1-15 Horsepower, and 460V AC. It also has a Open Enclosure Type and a 200Ã¯Â¿Â½460V AC, 3-phase, 50 and 60 Hz Input Line Voltage. | 97.2632
36461 | 150-B24NBDD-J1 | G | The Allen-Bradley 150-B24NBDD-J1 SMC Dialog Plus Controller is a Solid-State controller with 24 Amps, 1-15 Horsepower, and 460V AC. It also has an Open Enclosure Type and a 200 to 460 Volts AC, 3-phase, 50 to 60 Hertz Input Line Voltage. | 97.479
36474 | 150-B24NBRB | G | The Allen-Bradley 150-B24NBRB SMC Dialog Plus Controller is a Solid-State controller with 24 Amps, 1-15 Horsepower, and 460V AC. It also has an Open Enclosure Type and a 200 to 460 Volts AC, 3-phase, 50 and 60 Hertz Input Line Voltage. | 96.8153
36480 | 150-B24NCD | G | The Allen-Bradley 150-B24NCD SMC Dialog Plus Controller is a Solid-State controller with 24 Amps, 1-15 Horsepower, and 460V AC. It also has a Open Enclosure Type and a 200Ã¯Â¿Â½575V AC, 3-phase, 50 and 60 Hz Input Line Voltage. | 99.5633
36493 | 150-B24NCDD | G | <p>The Allen-Bradley 150-B24NCDD SMC Dialog Plus Controller is a Solid-State controller with 24 Amps, 1-15 Horsepower, and 460V AC. It also has a Open Enclosure Type and a 200&hellip;575V AC, 3-phase, 50 and 60 Hz Input Line Voltage.</p> | 95.7983
36498 | 150-B24NCR | G | The Allen-Bradley 150-B24NCR SMC Dialog Plus Controller is a Solid-State controller with 24 Amps, 1-15 Horsepower, and 460V AC. It also has a Open Enclosure Type and a 200Ã¯Â¿Â½575V AC, 3-phase, 50 and 60 Hz Input Line Voltage. | 99.7821
36501 | 150-B24NCRC | G | The Allen-Bradley 150-B24NCRC SMC Dialog Plus Controller is a Solid-State controller with 24 Amps, 1-15 Horsepower, and 460V AC. It also has a Open Enclosure Type and a 200Ã¯Â¿Â½575V AC, 3-phase, 50 and 60 Hz Input Line Voltage. | 96.2963
36513 | 150-B35NBD | G | The Allen-Bradley 150-B35NBD SMC Dialog Plus Controller is a Solid-State controller with 35 Amps, 1-25 Horsepower, and 460V AC. It also has a Open Enclosure Type and a 200Ã¯Â¿Â½460V AC, 3-phase, 50 and 60 Hz Input Line Voltage. | 99.7821
36517 | 150-B35NBDA | G | The Allen-Bradley 150-B35NBDA SMC Dialog Plus Controller is a Solid-State controller with 35 Amps, 1-25 Horsepower, and 460V AC. It also has a Open Enclosure Type and a 200Ã¯Â¿Â½460V AC, 3-phase, 50 and 60 Hz Input Line Voltage. | 99.5652
36521 | 150-B35NBDA-J1 | G | The Allen-Bradley 150-B35NBDA-J1 SMC Dialog Plus Controller is a Solid-State controller with 35 Amps, 1-25 Horsepower, and 460V AC. It also has a Open Enclosure Type and a 200Ã¯Â¿Â½460V AC, 3-phase, 50 and 60 Hz Input Line Voltage. | 99.5708
36522 | 150-B35NBDB | G | The Allen-Bradley 150-B35NBDB SMC Dialog Plus Controller is a Solid-State controller with 35 Amps, 1-25 Horsepower, and 460V AC. It also has a Open Enclosure Type and a 200Ã¯Â¿Â½460V AC, 3-phase, 50 and 60 Hz Input Line Voltage. | 99.5652
36528 | 150-B35NBDD | G | The Allen-Bradley 150-B35NBDD SMC Dialog Plus Controller is a Solid-State controller with 35 Amps, 1-25 Horsepower, and 460V AC. It also has a Open Enclosure Type and a 200Ã¯Â¿Â½460V AC, 3-phase, 50 and 60 Hz Input Line Voltage. | 99.3521
36531 | 150-B35NBDD-J1 | G | The Allen-Bradley 150-B35NBDD-J1 SMC Dialog Plus Controller is a Solid-State controller with 35 Amps, 1-25 Horsepower, and 460V AC. It also has a Open Enclosure Type and a 200Ã¯Â¿Â½460V AC, 3-phase, 50 and 60 Hz Input Line Voltage. | 96.9697
36543 | 150-B35NCD | G | The Allen-Bradley 150-B35NCD SMC Dialog Plus Controller is a Solid-State controller with 35 Amps, 1-25 Horsepower, and 460V AC. It also has an Open Enclosure Type and a 200 to 575 Volts AC, 3-phase, 50 and 60 Hz Input Line Voltage. | 98.7013
36551 | 150-B35NCDB | G | The Allen-Bradley 150-B35NCDB SMC Dialog Plus Controller is a Solid-State controller with 35 Amps, 1-25 Horsepower, and 460V AC. It also has an Open Enclosure Type and a 200 to 575V AC, 3-phase, 50 and 60 Hz Input Line Voltage. | 96.5066
36578 | 150-B360NBD | G | The Allen-Bradley 150-B360NBD SMC Dialog Plus Controller is a Solid-State controller with 360 Amps, 5-300 Horsepower, and 460V AC. It also has an Open Enclosure Type and a 200 to 460V AC, 3-phase, 50 and 60 Hz Input Line Voltage. | 99.7831
36582 | 150-B360NBDA | G | The Allen-Bradley 150-B360NBDA SMC Dialog Plus Controller is a Solid-State controller with 360 Amps, 5-300 Horsepower, and 460V AC. It also has an Open Enclosure Type and a 200 to 460V AC, 3-phase, 50 and 60 Hz Input Line Voltage. | 99.3492
36586 | 150-B360NBDB | G | The Allen-Bradley 150-B360NBDB SMC Dialog Plus Controller is a Solid-State controller with 360 Amps, 5-300 Horsepower, and 460V AC. It also has a Open Enclosure Type and a 200Ã¯Â¿Â½460V AC, 3-phase, 50 and 60 Hz Input Line Voltage. | 96.9828
36595 | 150-B360NBR | G | The Allen-Bradley 150-B360NBR SMC Dialog Plus Controller is a Solid-State controller with 360 Amps, 5-300 Horsepower, and 460V AC. It also has an Open Enclosure Type and a 200 to 460V AC, 3-phase, 50 and 60 Hz Input Line Voltage. | 96.732
36633 | 150-B500NBD | G | The Allen-Bradley 150-B500NBD SMC Dialog Plus Controller is a Solid-State controller with 500 Amps, 4-400 Horsepower, and 460V AC. It also has a Open Enclosure Type and a 200 to 460V AC, 3-phase, 50 and 60 Hz Input Line Voltage. | 97.6139
36634 | 150-B500NBDA | G | The Allen-Bradley 150-B500NBDA SMC Dialog Plus Controller is a Solid-State controller with 500 Amps, 4-400 Horsepower, and 460V AC. It also has a Open Enclosure Type and a 200Ã¯Â¿Â½460V AC, 3-phase, 50 and 60 Hz Input Line Voltage. | 98.2979
36635 | 150-B500NBDB | G | The Allen-Bradley 150-B500NBDBÃ¯Â¿Â½ SMC Dialog Plus Controller is a Solid-State controller with 500 Amps, 4-400 Horsepower, and 460V AC. It also has a Open Enclosure Type and a 200Ã¯Â¿Â½460V AC, 3-phase, 50 and 60 Hz Input Line Voltage. | 97.4684
36675 | 150-B54NBD | G | The Allen-Bradley 150-B54NBD SMC Dialog Plus Controller is a Solid-State controller with 54 Amps, 1-40 Horsepower, and 460V AC. It also has an Open Enclosure Type and a 200 to 460V AC, 3-phase, 50 and 60 Hz Input Line Voltage. | 99.7812
36679 | 150-B54NBDA | G | The Allen-Bradley 150-B54NBDA SMC Dialog Plus Controller is a Solid-State controller with 54 Amps, 1-40 Horsepower, and 460V AC. It also has an Open Enclosure Type and a 200 to 460V AC, 3-phase, 50 and 60 Hz Input Line Voltage. | 99.5633
36684 | 150-B54NBDB | G | The Allen-Bradley 150-B54NBDB SMC Dialog Plus Controller is a Solid-State controller with 54 Amps, 1-40 Horsepower, and 460V AC. It also has an Open Enclosure Type and a 200 to 460V AC, 3-phase, 50 and 60 Hz Input Line Voltage. | 98.4881
36688 | 150-B54NBDC | G | The Allen-Bradley 150-B54NBDC SMC Dialog Plus Controller is a Solid-State controller with 54 Amps, 1-40 Horsepower, and 460V AC. It also has an Open Enclosure Type and a 200 to 460 Volts AC, 3-phase, 50 and 60 Hz Input Line Voltage. | 99.5726
36690 | 150-B54NBDD | G | The Allen-Bradley 150-B54NBDD SMC Dialog Plus Controller is a Solid-State controller with 54 Amps, 1-40 Horsepower, and 460V AC. It also has an Open Enclosure Type and a 200 to 460 Volts AC, 3-phase, 50 and 60 Hz Input Line Voltage. | 95.8963
36694 | 150-B54NBDE | G | The Allen-Bradley 150-B54NBDEÃ¯Â¿Â½ SMC Dialog Plus Controller is a Solid-State controller with 54 Amps, 1-40 Horsepower, and 460V AC. It also has a Open Enclosure Type and a 200Ã¯Â¿Â½460V AC, 3-phase, 50 and 60 Hz Input Line Voltage. | 98.0645
10700 | 150-C108FAD | G | Allen Bradley SMC-3 Smart Motor Controller with NEMA 4/12 (IP65) Enclosure, 108 A Current Rating, and 230V AC, 3-Phase, 50/60 HZ Input Line | 98.917
10715 | 150-C108FBD | G | Allen Bradley SMC-3 Smart Motor Controller with NEMA 4/12 (IP65) Enclosure, 108 A Current Rating, and 400-460V AC, 3-Phase, 50/60 HZ Input Line | 98.9474
10765 | 150-C108FCD | G | Allen Bradley SMC-3 Smart Motor Controller with NEMA 4/12 (IP65) Enclosure, 108 A Current Rating, and 500-575V AC, 3-Phase, 50/60 HZ Input Line | 98.9474
10684 | 150-C108FHD | G | Allen Bradley SMC-3 Smart Motor Controller with NEMA 4/12 (IP65) Enclosure, 108 A Current Rating, and 200-208V AC, 3-Phase, 50/60 HZ Input Line | 98.9474
10661 | 150-C108NBD | G | The Allen-Bradley 150-C108NBR is a SMC-3 Smart Motor Controller. This motor controller has a line Voltage of 200-460VAC, 3-Phase, 50 and 60 Hz and control Voltage of 24VDC / 24VAC. This motor controller may be used with line-connected and Delta-connected motors. It has a maximum output current of 108 Amperes with Open type enclosure. This controller is capable of Soft Start, Kickstart, Current Limiting, Coast to stop, and Soft-stop. | 99.3103
10662 | 150-C108NBR | G | Allen Bradley SMC-3 Smart Motor Controller with Open Enclosure, 108 A Current Rating, and 200-460V AC, 3-Phase, 50/60 HZ Input Line | 98.8506
10742 | 150-C108NCD | G | <p>Allen Bradley SMC-3 Smart Motor Controller with Open Enclosure, 108 A Current Rating, and 200-600V AC, 3-Phase, 50/60 HZ Input Line</p> | 98.917
10743 | 150-C108NCR | G | Allen Bradley SMC-3 Smart Motor Controller with Open Enclosure, 108 A Current Rating, and 200-600V AC, 3-Phase, 50/60 HZ Input Line | 99.2366
10701 | 150-C135FAD | G | Allen Bradley SMC-3 Smart Motor Controller with NEMA 4/12 (IP65) Enclosure, 135 A Current Rating, and 230V AC, 3-Phase, 50/60 HZ Input Line | 99.2754
10716 | 150-C135FBD | G | Allen Bradley SMC-3 Smart Motor Controller with NEMA 4/12 (IP65) Enclosure, 135 A Current Rating, and 400-460V AC, 3-Phase, 50/60 HZ Input Line | 99.2958
10766 | 150-C135FCD | G | Allen Bradley SMC-3 Smart Motor Controller with NEMA 4/12 (IP65) Enclosure, 135 A Current Rating, and 500-575V AC, 3-Phase, 50/60 HZ Input Line | 99.2958
10685 | 150-C135FHD | G | Allen Bradley SMC-3 Smart Motor Controller with NEMA 4/12 (IP65) Enclosure, 135 A Current Rating, and 200-208V AC, 3-Phase, 50/60 HZ Input Line | 99.2958
10663 | 150-C135NBD | G | The Allen-Bradley 150-C135NBD is a SMC-3 Smart Motor Controller. This motor controller has a line Voltage of 200-480VAC and control Voltage of 100-240VAC. It delivers maximum continuous current of 135 A and output power ratings such as 40 Hp for 200VAC; 50 HP for 230VAC and 100 HP for 460 VAC when operated as line controller and 75 kW for 200VAC; 110 kW for 230VAC and 132 kW for 460 VAC when operated as Delta controller. | 95.3737
10664 | 150-C135NBR | G | Allen Bradley SMC-3 Smart Motor Controller with Open Enclosure, 135 A Current Rating, and 200-460V AC, 3-Phase, 50/60 HZ Input Line | 99.2308
10744 | 150-C135NCD | G | Allen Bradley SMC-3 Smart Motor Controller with Open Enclosure, 135 A Current Rating, and 200-600V AC, 3-Phase, 50/60 HZ Input Line | 99.2366
10745 | 150-C135NCR | G | Allen Bradley SMC-3 Smart Motor Controller with Open Enclosure, 135 A Current Rating, and 200-600V AC, 3-Phase, 50/60 HZ Input Line | 100
10693 | 150-C16FAD | G | Allen Bradley SMC-3 Smart Motor Controller with NEMA 4/12 (IP65) Enclosure, 16 A Current Rating, and 230V AC, 3-Phase, 50/60 HZ Input Line | 98.9091
10709 | 150-C16FBD | G | Allen Bradley SMC-3 Smart Motor Controller with NEMA 4/12 (IP65) Enclosure, 16 A Current Rating, and 400-460V AC, 3-Phase, 50/60 HZ Input Line | 98.9399
10758 | 150-C16FCD | G | Allen Bradley SMC-3 Smart Motor Controller with NEMA 4/12 (IP65) Enclosure, 16 A Current Rating, and 500-575V AC, 3-Phase, 50/60 HZ Input Line | 98.9474
10677 | 150-C16FHD | G | Allen Bradley SMC-3 Smart Motor Controller with NEMA 4/12 (IP65) Enclosure, 16 A Current Rating, and 200-208V AC, 3-Phase, 50/60 HZ Input Line | 98.9399
10646 | 150-C16NBR | G | Allen Bradley SMC-3 Smart Motor Controller with Open Enclosure, 16 A Current Rating, and 200-460V AC, 3-Phase, 50/60 HZ Input Line | 98.8417
10726 | 150-C16NCD | G | Allen Bradley SMC-3 Smart Motor Controller with Open Enclosure, 16 A Current Rating, and 200-600V AC, 3-Phase, 50/60 HZ Input Line | 99.2308
10727 | 150-C16NCR | G | Allen Bradley SMC-3 Smart Motor Controller with Open Enclosure, 16 A Current Rating, and 200-600V AC, 3-Phase, 50/60 HZ Input Line | 100
10647 | 150-C19NBD | G | Allen Bradley SMC-3 Smart Motor Controller with Open Enclosure, 19 A Current Rating, and 200-460V AC, 3-Phase, 50/60 HZ Input Line | 99.6139
10728 | 150-C19NCD | G | Allen Bradley SMC-3 Smart Motor Controller with Open Enclosure, 19 A Current Rating, and 200-600V AC, 3-Phase, 50/60 HZ Input Line | 99.6139
10729 | 150-C19NCR | G | Allen Bradley SMC-3 Smart Motor Controller with Open Enclosure, 19 A Current Rating, and 200-600V AC, 3-Phase, 50/60 HZ Input Line | 100
10702 | 150-C201FAD | G | Allen Bradley SMC-3 Smart Motor Controller with NEMA 4/12 (IP65) Enclosure, 201 A Current Rating, and 230V AC, 3-Phase, 50/60 HZ Input Line | 98.917
10717 | 150-C201FBD | G | Allen Bradley SMC-3 Smart Motor Controller with NEMA 4/12 (IP65) Enclosure, 201 A Current Rating, and 400-460V AC, 3-Phase, 50/60 HZ Input Line | 98.9474
10767 | 150-C201FCD | G | Allen Bradley SMC-3 Smart Motor Controller with NEMA 4/12 (IP65) Enclosure, 201 A Current Rating, and 500-575V AC, 3-Phase, 50/60 HZ Input Line | 99.3007
10686 | 150-C201FHD | G | Allen Bradley SMC-3 Smart Motor Controller with NEMA 4/12 (IP65) Enclosure, 201 A Current Rating, and 200-208V AC, 3-Phase, 50/60 HZ Input Line | 98.9474
10666 | 150-C201NBR | G | Allen Bradley SMC-3 Smart Motor Controller with Open Enclosure, 201 A Current Rating, and 200-460V AC, 3-Phase, 50/60 HZ Input Line | 98.8506
10746 | 150-C201NCD | G | Allen Bradley SMC-3 Smart Motor Controller with Open Enclosure, 201 A Current Rating, and 200-600V AC, 3-Phase, 50/60 HZ Input Line | 99.2366
10747 | 150-C201NCR | G | Allen Bradley SMC-3 Smart Motor Controller with Open Enclosure, 201 A Current Rating, and 200-600V AC, 3-Phase, 50/60 HZ Input Line | 100
10703 | 150-C251FAD | G | Allen Bradley SMC-3 Smart Motor Controller with NEMA 4/12 (IP65) Enclosure, 251 A Current Rating, and 230V AC, 3-Phase, 50/60 HZ Input Line | 99.639
10718 | 150-C251FBD | G | Allen Bradley SMC-3 Smart Motor Controller with NEMA 4/12 (IP65) Enclosure, 251 A Current Rating, and 400-460V AC, 3-Phase, 50/60 HZ Input Line | 99.3007
10768 | 150-C251FCD | G | Allen Bradley SMC-3 Smart Motor Controller with NEMA 4/12 (IP65) Enclosure, 251 A Current Rating, and 500-575V AC, 3-Phase, 50/60 HZ Input Line | 98.6014
10687 | 150-C251FHD | G | Allen Bradley SMC-3 Smart Motor Controller with NEMA 4/12 (IP65) Enclosure, 251 A Current Rating, and 200-208V AC, 3-Phase, 50/60 HZ Input Line | 99.6491
10667 | 150-C251NBD | G | Allen Bradley SMC-3 Smart Motor Controller with Open Enclosure, 251 A Current Rating, and 200-460V AC, 3-Phase, 50/60 HZ Input Line | 99.2366
10668 | 150-C251NBR | G | Allen Bradley SMC-3 Smart Motor Controller with Open Enclosure, 251 A Current Rating, and 200-460V AC, 3-Phase, 50/60 HZ Input Line | 100
10748 | 150-C251NCD | G | Allen Bradley SMC-3 Smart Motor Controller with Open Enclosure, 251 A Current Rating, and 200-600V AC, 3-Phase, 50/60 HZ Input Line | 99.6169
10749 | 150-C251NCR | G | Allen Bradley SMC-3 Smart Motor Controller with Open Enclosure, 251 A Current Rating, and 200-600V AC, 3-Phase, 50/60 HZ Input Line | 100
10694 | 150-C25FAD | G | Allen Bradley SMC-3 Smart Motor Controller with NEMA 4/12 (IP65) Enclosure, 25 A Current Rating, and 230V AC, 3-Phase, 50/60 HZ Input Line | 98.9091
10759 | 150-C25FCD | G | Allen Bradley SMC-3 Smart Motor Controller with NEMA 4/12 (IP65) Enclosure, 25 A Current Rating, and 500-575V AC, 3-Phase, 50/60 HZ Input Line | 99.6491
10678 | 150-C25FHD | G | Allen Bradley SMC-3 Smart Motor Controller with NEMA 4/12 (IP65) Enclosure, 25 A Current Rating, and 200-208V AC, 3-Phase, 50/60 HZ Input Line | 98.9399
10730 | 150-C25NCD | G | Allen Bradley SMC-3 Smart Motor Controller with Open Enclosure, 25 A Current Rating, and 200-600V AC, 3-Phase, 50/60 HZ Input Line | 98.8506
10731 | 150-C25NCR | G | Allen Bradley SMC-3 Smart Motor Controller with Open Enclosure, 25 A Current Rating, and 200-600V AC, 3-Phase, 50/60 HZ Input Line | 100
10695 | 150-C30FAD | G | Allen Bradley SMC-3 Smart Motor Controller with NEMA 4/12 (IP65) Enclosure, 30 A Current Rating, and 230V AC, 3-Phase, 50/60 HZ Input Line | 99.6364
10710 | 150-C30FBD | G | Allen Bradley SMC-3 Smart Motor Controller with NEMA 4/12 (IP65) Enclosure, 30 A Current Rating, and 400-460V AC, 3-Phase, 50/60 HZ Input Line | 99.6466
10760 | 150-C30FCD | G | Allen Bradley SMC-3 Smart Motor Controller with NEMA 4/12 (IP65) Enclosure, 30 A Current Rating, and 500-575V AC, 3-Phase, 50/60 HZ Input Line | 99.6466
10679 | 150-C30FHD | G | Allen Bradley SMC-3 Smart Motor Controller with NEMA 4/12 (IP65) Enclosure, 30 A Current Rating, and 200-208V AC, 3-Phase, 50/60 HZ Input Line | 99.6466
10652 | 150-C30NBR | G | The Allen-Bradley 150-C30NBR is a SMC-3 Smart Motor Controller. This motor controller has a line Voltage of 200-460VAC, 3-Phase, 50 and 60 Hz and control Voltage of 24VDC / 24VAC. This motor controller may be used with line-connected and Delta-connected motors. With line-connected motors, it delivers an output current range of 10-30 Amperes, and output power range of 3.0-20 HP; 15kW while for Delta connected motors, the controller delivers 14.3-43 Amperes, 22 Kw and 10-30 HP. | 96.8008
10732 | 150-C30NCD | G | Allen Bradley SMC-3 Smart Motor Controller with Open Enclosure, 30 A Current Rating, and 200-600V AC, 3-Phase, 50/60 HZ Input Line | 99.6139
10733 | 150-C30NCR | G | Allen Bradley SMC-3 Smart Motor Controller with Open Enclosure, 30 A Current Rating, and 200-600V AC, 3-Phase, 50/60 HZ Input Line | 100
10704 | 150-C317FAD | G | Allen Bradley SMC-3 Smart Motor Controller with NEMA 4/12 (IP65) Enclosure, 317 A Current Rating, and 230V AC, 3-Phase, 50/60 HZ Input Line | 99.639
10719 | 150-C317FBD | G | Allen Bradley SMC-3 Smart Motor Controller with NEMA 4/12 (IP65) Enclosure, 317 A Current Rating, and 400-460V AC, 3-Phase, 50/60 HZ Input Line | 99.6491
10769 | 150-C317FCD | G | Allen Bradley SMC-3 Smart Motor Controller with NEMA 4/12 (IP65) Enclosure, 317 A Current Rating, and 500-575V AC, 3-Phase, 50/60 HZ Input Line | 99.3007
10688 | 150-C317FHD | G | Allen Bradley SMC-3 Smart Motor Controller with NEMA 4/12 (IP65) Enclosure, 317 A Current Rating, and 200-208V AC, 3-Phase, 50/60 HZ Input Line | 99.6491
10669 | 150-C317NBD | G | Allen Bradley SMC-3 Smart Motor Controller with Open Enclosure, 317 A Current Rating, and 200-460V AC, 3-Phase, 50/60 HZ Input Line | 99.6169
10670 | 150-C317NBR | G | Allen Bradley SMC-3 Smart Motor Controller with Open Enclosure, 317 A Current Rating, and 200-460V AC, 3-Phase, 50/60 HZ Input Line | 100
10750 | 150-C317NCD | G | Allen Bradley SMC-3 Smart Motor Controller with Open Enclosure, 317 A Current Rating, and 200-600V AC, 3-Phase, 50/60 HZ Input Line | 99.6169
10751 | 150-C317NCR | G | Allen Bradley SMC-3 Smart Motor Controller with Open Enclosure, 317 A Current Rating, and 200-600V AC, 3-Phase, 50/60 HZ Input Line | 100
10705 | 150-C361FAD | G | Allen Bradley SMC-3 Smart Motor Controller with NEMA 4/12 (IP65) Enclosure, 361 A Current Rating, and 230V AC, 3-Phase, 50/60 HZ Input Line | 99.2806
10720 | 150-C361FBD | G | Allen Bradley SMC-3 Smart Motor Controller with NEMA 4/12 (IP65) Enclosure, 361 A Current Rating, and 400-460V AC, 3-Phase, 50/60 HZ Input Line | 99.3007
10770 | 150-C361FCD | G | Allen Bradley SMC-3 Smart Motor Controller with NEMA 4/12 (IP65) Enclosure, 361 A Current Rating, and 500-575V AC, 3-Phase, 50/60 HZ Input Line | 97.9021
10689 | 150-C361FHD | G | Allen Bradley SMC-3 Smart Motor Controller with NEMA 4/12 (IP65) Enclosure, 361 A Current Rating, and 200-208V AC, 3-Phase, 50/60 HZ Input Line | 99.3007
10671 | 150-C361NBD | G | Allen Bradley SMC-3 Smart Motor Controller with Open Enclosure, 361 A Current Rating, and 200-460V AC, 3-Phase, 50/60 HZ Input Line | 99.2366
10672 | 150-C361NBR | G | Allen Bradley SMC-3 Smart Motor Controller with Open Enclosure, 361 A Current Rating, and 200-460V AC, 3-Phase, 50/60 HZ Input Line | 100
10752 | 150-C361NCD | G | Allen Bradley SMC-3 Smart Motor Controller with Open Enclosure, 361 A Current Rating, and 200-600V AC, 3-Phase, 50/60 HZ Input Line | 99.2366
10753 | 150-C361NCR | G | Allen Bradley SMC-3 Smart Motor Controller with Open Enclosure, 361 A Current Rating, and 200-600V AC, 3-Phase, 50/60 HZ Input Line | 100
10696 | 150-C37FAD | G | Allen Bradley SMC-3 Smart Motor Controller with NEMA 4/12 (IP65) Enclosure, 37 A Current Rating, and 230V AC, 3-Phase, 50/60 HZ Input Line | 99.6364
10711 | 150-C37FBD | G | Allen Bradley SMC-3 Smart Motor Controller with NEMA 4/12 (IP65) Enclosure, 37 A Current Rating, and 400-460V AC, 3-Phase, 50/60 HZ Input Line | 99.6466
10761 | 150-C37FCD | G | Allen Bradley SMC-3 Smart Motor Controller with NEMA 4/12 (IP65) Enclosure, 37 A Current Rating, and 500-575V AC, 3-Phase, 50/60 HZ Input Line | 99.6491
10680 | 150-C37FHD | G | Allen Bradley SMC-3 Smart Motor Controller with NEMA 4/12 (IP65) Enclosure, 37 A Current Rating, and 200-208V AC, 3-Phase, 50/60 HZ Input Line | 99.6466
10653 | 150-C37NBD | G | The Allen-Bradley 150-C37NBD is a SMC-3 Smart Motor Controller. This component is a solid-state controller that is rated for 37 amperes. This soft starter may be used in line connected or delta connection. Output power varies from 3-25 HP for Line connected while 7.5-40 HP for Delta connected motor. | 98.3278
10654 | 150-C37NBR | G | Allen Bradley SMC-3 Smart Motor Controller with Open Enclosure, 37 A Current Rating, and 200-460V AC, 3-Phase, 50/60 HZ Input Line | 99.6139
10735 | 150-C37NCR | G | Allen Bradley SMC-3 Smart Motor Controller with Open Enclosure, 37 A Current Rating, and 200-600V AC, 3-Phase, 50/60 HZ Input Line | 99.6139
10691 | 150-C3FAD | G | Allen Bradley SMC-3 Smart Motor Controller with NEMA 4/12 (IP65) Enclosure, 3 A Current Rating, and 230V AC, 3-Phase, 50/60 HZ Input Line | 97.8417
10707 | 150-C3FBD | G | Allen Bradley SMC-3 Smart Motor Controller with NEMA 4/12 (IP65) Enclosure, 3 A Current Rating, and 400-460V AC, 3-Phase, 50/60 HZ Input Line | 97.8723
10756 | 150-C3FCD | G | Allen Bradley SMC-3 Smart Motor Controller with NEMA 4/12 (IP65) Enclosure, 3 A Current Rating, and 500-575V AC, 3-Phase, 50/60 HZ Input Line | 99.2958
10675 | 150-C3FHD | G | Allen Bradley SMC-3 Smart Motor Controller with NEMA 4/12 (IP65) Enclosure, 3 A Current Rating, and 200-208V AC, 3-Phase, 50/60 HZ Input Line | 96.4789
10642 | 150-C3NBR | G | <p>Allen Bradley SMC-3 Smart Motor Controller with Open Enclosure, 3 A Current Rating, and 200-460V AC, 3-Phase, 50/60 HZ Input Line</p> | 96.9925
10722 | 150-C3NCD | G | Allen Bradley SMC-3 Smart Motor Controller with Open Enclosure, 3 A Current Rating, and 200-600V AC, 3-Phase, 50/60 HZ Input Line | 99.2248
10723 | 150-C3NCR | G | Allen Bradley SMC-3 Smart Motor Controller with Open Enclosure, 3 A Current Rating, and 200-600V AC, 3-Phase, 50/60 HZ Input Line | 100
10697 | 150-C43FAD | G | Allen Bradley SMC-3 Smart Motor Controller with NEMA 4/12 (IP65) Enclosure, 43 A Current Rating, and 230V AC, 3-Phase, 50/60 HZ Input Line | 99.6364
10712 | 150-C43FBD | G | Allen Bradley SMC-3 Smart Motor Controller with NEMA 4/12 (IP65) Enclosure, 43 A Current Rating, and 400-460V AC, 3-Phase, 50/60 HZ Input Line | 99.6466
10762 | 150-C43FCD | G | Allen Bradley SMC-3 Smart Motor Controller with NEMA 4/12 (IP65) Enclosure, 43 A Current Rating, and 500-575V AC, 3-Phase, 50/60 HZ Input Line | 99.6466
10681 | 150-C43FHD | G | Allen Bradley SMC-3 Smart Motor Controller with NEMA 4/12 (IP65) Enclosure, 43 A Current Rating, and 200-208V AC, 3-Phase, 50/60 HZ Input Line | 99.6466
10656 | 150-C43NBR | G | Allen Bradley SMC-3 Smart Motor Controller with Open Enclosure, 43 A Current Rating, and 200-460V AC, 3-Phase, 50/60 HZ Input Line | 99.6139
10736 | 150-C43NCD | G | <p>Allen Bradley SMC-3 Smart Motor Controller with Open Enclosure, 43 A Current Rating, and 200-600V AC, 3-Phase, 50/60 HZ Input Line</p> | 98.9091
10737 | 150-C43NCR | G | Allen Bradley SMC-3 Smart Motor Controller with Open Enclosure, 43 A Current Rating, and 200-600V AC, 3-Phase, 50/60 HZ Input Line | 99.6139
10706 | 150-C480FAD | G | Allen Bradley SMC-3 Smart Motor Controller with NEMA 4/12 (IP65) Enclosure, 480 A Current Rating, and 230V AC, 3-Phase, 50/60 HZ Input Line | 98.917
10721 | 150-C480FBD | G | Allen Bradley SMC-3 Smart Motor Controller with NEMA 4/12 (IP65) Enclosure, 480 A Current Rating, and 400-460V AC, 3-Phase, 50/60 HZ Input Line | 98.9474
10690 | 150-C480FHD | G | Allen Bradley SMC-3 Smart Motor Controller with NEMA 4/12 (IP65) Enclosure, 480 A Current Rating, and 200-208V AC, 3-Phase, 50/60 HZ Input Line | 98.9474
10673 | 150-C480NBD | G | Allen Bradley SMC-3 Smart Motor Controller with Open Enclosure, 480 A Current Rating, and 200-460V AC, 3-Phase, 50/60 HZ Input Line | 98.8506
10674 | 150-C480NBR | G | Allen Bradley SMC-3 Smart Motor Controller with Open Enclosure, 480 A Current Rating, and 200-460V AC, 3-Phase, 50/60 HZ Input Line | 100
10754 | 150-C480NCD | G | Allen Bradley SMC-3 Smart Motor Controller with Open Enclosure, 480 A Current Rating, and 200-600V AC, 3-Phase, 50/60 HZ Input Line | 99.2366
10755 | 150-C480NCR | G | Allen Bradley SMC-3 Smart Motor Controller with Open Enclosure, 480 A Current Rating, and 200-600V AC, 3-Phase, 50/60 HZ Input Line | 100
10698 | 150-C60FAD | G | Allen Bradley SMC-3 Smart Motor Controller with NEMA 4/12 (IP65) Enclosure, 60 A Current Rating, and 230V AC, 3-Phase, 50/60 HZ Input Line | 99.2754
10713 | 150-C60FBD | G | Allen Bradley SMC-3 Smart Motor Controller with NEMA 4/12 (IP65) Enclosure, 60 A Current Rating, and 400-460V AC, 3-Phase, 50/60 HZ Input Line | 99.2958
10763 | 150-C60FCD | G | Allen Bradley SMC-3 Smart Motor Controller with NEMA 4/12 (IP65) Enclosure, 60 A Current Rating, and 500-575V AC, 3-Phase, 50/60 HZ Input Line | 99.2958
10682 | 150-C60FHD | G | Allen Bradley SMC-3 Smart Motor Controller with NEMA 4/12 (IP65) Enclosure, 60 A Current Rating, and 200-208V AC, 3-Phase, 50/60 HZ Input Line | 99.2958
10738 | 150-C60NCD | G | Allen Bradley SMC-3 Smart Motor Controller with Open Enclosure, 60 A Current Rating, and 200-600V AC, 3-Phase, 50/60 HZ Input Line | 99.2308
10739 | 150-C60NCR | G | Allen Bradley SMC-3 Smart Motor Controller with Open Enclosure, 60 A Current Rating, and 200-600V AC, 3-Phase, 50/60 HZ Input Line | 100
10699 | 150-C85FAD | G | Allen Bradley SMC-3 Smart Motor Controller with NEMA 4/12 (IP65) Enclosure, 85 A Current Rating, and 230V AC, 3-Phase, 50/60 HZ Input Line | 99.2754
10714 | 150-C85FBD | G | Allen Bradley SMC-3 Smart Motor Controller with NEMA 4/12 (IP65) Enclosure, 85 A Current Rating, and 400-460V AC, 3-Phase, 50/60 HZ Input Line | 98.9399
10764 | 150-C85FCD | G | Allen Bradley SMC-3 Smart Motor Controller with NEMA 4/12 (IP65) Enclosure, 85 A Current Rating, and 500-575V AC, 3-Phase, 50/60 HZ Input Line | 99.2958
10683 | 150-C85FHD | G | Allen Bradley SMC-3 Smart Motor Controller with NEMA 4/12 (IP65) Enclosure, 85 A Current Rating, and 200-208V AC, 3-Phase, 50/60 HZ Input Line | 99.2958
10660 | 150-C85NBR | G | The Allen-Bradley 150-C85NBR is a SMC-3 Smart Motor Controller. This motor controller has a line Voltage of 200-460VAC, 3-Phase, 50 and 60 Hz and control Voltage of 24VDC / 24VAC. This motor controller may be used with line-connected and Delta-connected motors. It has a maximum output current of 85 Amperes with Open type enclosure. This controller is capable of Soft Start, Kickstart, Current Limiting, Coast to stop, and Soft-stop. | 99.0783
10740 | 150-C85NCD | G | Allen Bradley SMC-3 Smart Motor Controller with Open Enclosure, 85 A Current Rating, and 200-600V AC, 3-Phase, 50/60 HZ Input Line | 99.2308
10741 | 150-C85NCR | G | <p>Allen Bradley SMC-3 Smart Motor Controller with Open Enclosure, 85 A Current Rating, and 200-600V AC, 3-Phase, 50/60 HZ Input Line</p> | 98.5507
10692 | 150-C9FAD | G | Allen Bradley SMC-3 Smart Motor Controller with NEMA 4/12 (IP65) Enclosure, 9 A Current Rating, and 230V AC, 3-Phase, 50/60 HZ Input Line | 99.2701
10708 | 150-C9FBD | G | Allen Bradley SMC-3 Smart Motor Controller with NEMA 4/12 (IP65) Enclosure, 9 A Current Rating, and 400-460V AC, 3-Phase, 50/60 HZ Input Line | 99.2908
10757 | 150-C9FCD | G | Allen Bradley SMC-3 Smart Motor Controller with NEMA 4/12 (IP65) Enclosure, 9 A Current Rating, and 500-575V AC, 3-Phase, 50/60 HZ Input Line | 99.2908
10676 | 150-C9FHD | G | Allen Bradley SMC-3 Smart Motor Controller with NEMA 4/12 (IP65) Enclosure, 9 A Current Rating, and 200-208V AC, 3-Phase, 50/60 HZ Input Line | 99.2908
10644 | 150-C9NBR | G | Allen Bradley SMC-3 Smart Motor Controller with Open Enclosure, 9 A Current Rating, and 200-460V AC, 3-Phase, 50/60 HZ Input Line | 99.2248
10724 | 150-C9NCD | G | Allen Bradley SMC-3 Smart Motor Controller with Open Enclosure, 9 A Current Rating, and 200-600V AC, 3-Phase, 50/60 HZ Input Line | 99.2248
10725 | 150-C9NCR | G | Allen Bradley SMC-3 Smart Motor Controller with Open Enclosure, 9 A Current Rating, and 200-600V AC, 3-Phase, 50/60 HZ Input Line | 100
33036 | 150-F108FAD | G | Solid State Controller with IP65 (Type 4/12) enclosure, 108 A, 75 Hp @ 460V AC Controller Rating, and 230V AC, 3-phase, 50 and 60 Hz Input Line | 97.561
33100 | 150-F108FCD | G | Solid State Controller with IP65 (Type 4/12) enclosure, 108 A, 75 Hp at 460V AC Controller Rating, and 500-575V AC, 3-phase, 50 and 60 Hz Input Line | 96.9697
33020 | 150-F108FHD | G | Solid State Controller with IP65 (Type 4/12) enclosure, 108 A, 75 Hp @ 460V AC Controller Rating, and 200-208V AC, 3-phase, 50 and 60 Hz Input Line | 97.931
32993 | 150-F108NBD | G | The Allen-Bradley 150-F108NBD is a SMC Flex Smart Motor Controller. This motor controller has a line Voltage of 200-460VAC, 3-Phase, 50 and 60 Hz and control Voltage of 100-240V AC (5-480 A units). It delivers maximum continuous output current of 108 Amperes and output power of 75 HP at 460VAC rated voltage with an open type enclosure. This motor controller has an integrated LCD backlit display which is used for programming and monitoring of the controllerâ€™s operation. | 98.8458
32994 | 150-F108NBR | G | <p>Solid State Controller with open enclosure, 108 A, 75 Hp @ 460V AC Controller Rating, and 200-460V AC, 3-phase, 50 and 60 Hz Input Line</p> | 96.8641
33073 | 150-F108NCD | G | Solid State Controller with open enclosure, 108 A, 75 Hp @ 460V AC Controller Rating, and 200-575V AC, 3-phase, 50 and 60 Hz Input Line | 100
33074 | 150-F108NCR | G | Solid State Controller with open enclosure, 108 A, 75 Hp @ 460V AC Controller Rating, and 200-575V AC, 3-phase, 50 and 60 Hz Input Line | 97.417
33111 | 150-F108NZD | G | Solid State Controller with open enclosure, 108 A, 75 Hp @ 460V AC Controller Rating, and 230-690V AC, 3-phase, 50 and 60 Hz Input Line | 97.417
33014 | 150-F1250NBA | G | Solid State Controller with open enclosure, 1250 A, 1000 Hp at 460V AC Controller Rating, and 200-460V AC, 3-phase, 50 and 60 Hz Input Line | 97.4729
33013 | 150-F1250NBE | G | Solid State Controller with open enclosure, 1250 A, 1000 Hp @ 460V AC Controller Rating, and 200-460V AC, 3-phase, 50 and 60 Hz Input Line | 98.917
33094 | 150-F1250NCA | G | Solid State Controller with open enclosure, 1250 A, 1000 Hp @ 460V AC Controller Rating, and 200-575V AC, 3-phase, 50 and 60 Hz Input Line | 97.1014
33093 | 150-F1250NCE | G | Solid State Controller with open enclosure, 1250 A, 1000 Hp @ 460V AC Controller Rating, and 200-575V AC, 3-phase, 50 and 60 Hz Input Line | 100
33125 | 150-F1250NZA | G | Solid State Controller with open enclosure, 1250 A, 1000 Hp @ 460V AC Controller Rating, and 230-690V AC, 3-phase, 50 and 60 Hz Input Line |  | 2
33124 | 150-F1250NZE | G | Solid State Controller with open enclosure, 1250 A, 1000 Hp @ 460V AC Controller Rating, and 230-690V AC, 3-phase, 50 and 60 Hz Input Line | 100
33037 | 150-F135FAD | G | Solid State Controller with IP65 (Type 4/12) enclosure, 135 A, 100 Hp @ 460V AC Controller Rating, and 230V AC, 3-phase, 50 and 60 Hz Input Line | 97.9167
33053 | 150-F135FBD | G | Solid State Controller with IP65 (Type 4/12) enclosure, 135 A, 100 Hp @ 460V AC Controller Rating, and 400-460V AC, 3-phase, 50 and 60 Hz Input Line | 97.973
33101 | 150-F135FCD | G | Solid State Controller with IP65 (Type 4/12) enclosure, 135 A, 100 Hp @ 460V AC Controller Rating, and 500-575V AC, 3-phase, 50 and 60 Hz Input Line | 97.973
33021 | 150-F135FHD | G | Solid State Controller with IP65 (Type 4/12) enclosure, 135 A, 100 Hp @ 460V AC Controller Rating, and 200-208V AC, 3-phase, 50 and 60 Hz Input Line | 97.973
32995 | 150-F135NBD | G | The Allen-Bradley 150-F135NBD is a SMC Flex Smart Motor Controller. This motor controller has a line Voltage of 200-460VAC, 3-Phase, 50 and 60 Hz and control Voltage of 100-240V AC (5-480 A units). It delivers maximum continuous output current of 135 Amperes and output power of 100 HP at 460VAC rated voltage with an open type enclosure. | 98.2249
32996 | 150-F135NBR | G | Solid State Controller with open enclosure, 135 A, 100 Hp at 460V AC Controller Rating, and 200-460V AC, 3-phase, 50 and 60 Hz Input Line | 98.5507
33075 | 150-F135NCD | G | Solid State Controller with open enclosure, 135 A, 100 Hp @ 460V AC Controller Rating, and 200-575V AC, 3-phase, 50 and 60 Hz Input Line | 100
33076 | 150-F135NCR | G | Solid State Controller with open enclosure, 135 A, 100 Hp @ 460V AC Controller Rating, and 200-575V AC, 3-phase, 50 and 60 Hz Input Line | 98.5401
33112 | 150-F135NZD | G | Solid State Controller with open enclosure, 135 A, 100 Hp @ 460V AC Controller Rating, and 230-690V AC, 3-phase, 50 and 60 Hz Input Line | 98.5401
33038 | 150-F201FAD | G | Solid State Controller with IP65 (Type 4/12) enclosure, 201 A, 150 Hp @ 460V AC Controller Rating, and 230V AC, 3-phase, 50 and 60 Hz Input Line | 97.9167
33054 | 150-F201FBD | G | Solid State Controller with IP65 (Type 4/12) enclosure, 201 A, 150 Hp at 460V AC Controller Rating, and 400-460V AC, 3-phase, 50 and 60 Hz Input Line | 97.9866
33102 | 150-F201FCD | G | Solid State Controller with IP65 (Type 4/12) enclosure, 201 A, 150 Hp @ 460V AC Controller Rating, and 500-575V AC, 3-phase, 50 and 60 Hz Input Line | 97.973
33022 | 150-F201FHD | G | Solid State Controller with IP65 (Type 4/12) enclosure, 201 A, 150 Hp @ 460V AC Controller Rating, and 200-208V AC, 3-phase, 50 and 60 Hz Input Line | 97.973
32997 | 150-F201NBD | G | The Allen-Bradley 150-F201NBD is a SMC Flex Smart Motor Controller. This motor controller has a line Voltage of 200-460VAC, 3-Phase, 50 and 60 Hz and control Voltage of 100-240V AC (5-480 A units). It delivers maximum continuous output current of 201 Amperes and output power of 150 HP at 460VAC rated voltage with an open type enclosure. This motor controller has an integrated LCD backlit display which is used for programming and monitoring of the controllerâ€™s operation. | 98.7368
33077 | 150-F201NCD | G | <p>Solid State Controller with open enclosure, 201 A, 150 Hp @ 460V AC Controller Rating, and 200-575V AC, 3-phase, 50 and 60 Hz Input Line</p> | 98.6014
33078 | 150-F201NCR | G | Solid State Controller with open enclosure, 201 A, 150 Hp @ 460V AC Controller Rating, and 200-575V AC, 3-phase, 50 and 60 Hz Input Line | 97.8102
33113 | 150-F201NZD | G | Solid State Controller with open enclosure, 201 A, 150 Hp @ 460V AC Controller Rating, and 230-690V AC, 3-phase, 50 and 60 Hz Input Line | 97.8102
33039 | 150-F251FAD | G | Solid State Controller with IP65 (Type 4/12) enclosure, 251 A, 200 Hp @ 460V AC Controller Rating, and 230V AC, 3-phase, 50 and 60 Hz Input Line | 97.9167
33055 | 150-F251FBD | G | Solid State Controller with IP65 (Type 4/12) enclosure, 251 A, 200 Hp @ 460V AC Controller Rating, and 400-460V AC, 3-phase, 50 and 60 Hz Input Line | 97.973
33103 | 150-F251FCD | G | Solid State Controller with IP65 (Type 4/12) enclosure, 251 A, 200 Hp at 460V AC Controller Rating, and 500-575V AC, 3-phase, 50 and 60 Hz Input Line | 96.9697
33023 | 150-F251FHD | G | Solid State Controller with IP65 (Type 4/12) enclosure, 251 A, 200 Hp at 460V AC Controller Rating, and 200-208V AC, 3-phase, 50 and 60 Hz Input Line | 97.9866
32999 | 150-F251NBD | G | The Allen-Bradley 150-F251NBD is a SMC Flex Smart Motor Controller. This component is a solid-state controller that has input line voltage requirement of 200-575VAC, 3-Phase, 50/60 Hertz, Control Voltage of 100 to 240V AC (5 to 480 A units) with rated Current output of 251 amperes, rated power of 250 HP at 575VAC for Line connected and 350 HP at 460VAC for Delta Connection. | 96.5426
33000 | 150-F251NBR | G | Solid State Controller with open enclosure, 251 A, 200 Hp @ 460V AC Controller Rating, and 200-460V AC, 3-phase, 50 and 60 Hz Input Line | 98.5294
33079 | 150-F251NCD | G | Solid State Controller with open enclosure, 251 A, 200 Hp @ 460V AC Controller Rating, and 200-575V AC, 3-phase, 50 and 60 Hz Input Line | 100
33080 | 150-F251NCR | G | Solid State Controller with open enclosure, 251 A, 200 Hp @ 460V AC Controller Rating, and 200-575V AC, 3-phase, 50 and 60 Hz Input Line | 97.8102
33114 | 150-F251NZD | G | Solid State Controller with open enclosure, 251 A, 200 Hp @ 460V AC Controller Rating, and 230-690V AC, 3-phase, 50 and 60 Hz Input Line | 98.5294
33032 | 150-F25FAD | G | Solid State Controller with IP65 (Type 4/12) enclosure, 25 A, 15 Hp @ 460V AC Controller Rating, and 230V AC, 3-phase, 50 and 60 Hz Input Line | 98.6014
33048 | 150-F25FBD | G | Solid State Controller with IP65 (Type 4/12) enclosure, 25 A, 15 Hp at 460V AC Controller Rating, and 400-460V AC, 3-phase, 50 and 60 Hz Input Line | 98.6486
33096 | 150-F25FCD | G | Solid State Controller with IP65 (Type 4/12) enclosure, 25 A, 15 Hp @ 460V AC Controller Rating, and 500-575V AC, 3-phase, 50 and 60 Hz Input Line | 98.6395
33016 | 150-F25FHD | G | Solid State Controller with IP65 (Type 4/12) enclosure, 25 A, 15 Hp @ 460V AC Controller Rating, and 200-208V AC, 3-phase, 50 and 60 Hz Input Line | 98.6395
32985 | 150-F25NBD | G | The Allen-Bradley 150-F25NBD is a SMC Flex Smart Motor Controller. This component is a solid-state controller that has input line voltage requirement of 200-460VAC, 3-Phase, 50/60 Hertz, Control Voltage of 100 to 240V AC (5 to 480 A units) with rated Current output of 25 amperes, rated power of 15HP at 460VAC for Line connected and 30 HP at 460VAC for Delta Connection. | 97.9812
32986 | 150-F25NBR | G | Solid State Controller with open enclosure, 25 A, 15 Hp @ 460V AC Controller Rating, and 200-460V AC, 3-phase, 50 and 60 Hz Input Line | 98.5185
33066 | 150-F25NCR | G | Solid State Controller with open enclosure, 25 A, 15 Hp @ 460V AC Controller Rating, and 200-575V AC, 3-phase, 50 and 60 Hz Input Line | 98.5185
33040 | 150-F317FAD | G | Solid State Controller with IP65 (Type 4/12) enclosure, 317 A, 250 Hp at 460V AC Controller Rating, and 230V AC, 3-phase, 50 and 60 Hz Input Line | 97.2789
33056 | 150-F317FBD | G | Solid State Controller with IP65 (Type 4/12) enclosure, 317 A, 250 Hp at 460V AC Controller Rating, and 400-460V AC, 3-phase, 50 and 60 Hz Input Line | 96.9697
33104 | 150-F317FCD | G | Solid State Controller with IP65 (Type 4/12) enclosure, 317 A, 250 Hp @ 460V AC Controller Rating, and 500-575V AC, 3-phase, 50 and 60 Hz Input Line | 97.973
33024 | 150-F317FHD | G | Solid State Controller with IP65 (Type 4/12) enclosure, 317 A, 250 Hp @ 460V AC Controller Rating, and 200-208V AC, 3-phase, 50 and 60 Hz Input Line | 97.2973
33001 | 150-F317NBD | G | The Allen-Bradley 150-F317NBD is a SMC Flex Smart Motor Controller. This motor controller has a line Voltage of 200-460VAC, 3-Phase, 50 and 60 Hz and control Voltage of 100-240V AC (5-480 A units). It delivers maximum continuous output current of 317 Amperes and output power of 250 HP at 460VAC rated voltage with an open type enclosure. | 97.6331
33002 | 150-F317NBR | G | Solid State Controller with open enclosure, 317 A, 250 Hp at 460V AC Controller Rating, and 200-460V AC, 3-phase, 50 and 60 Hz Input Line | 98.5401
33081 | 150-F317NCD | G | Solid State Controller with open enclosure, 317 A, 250 Hp at 460V AC Controller Rating, and 200-575V AC, 3-phase, 50 and 60 Hz Input Line | 98.9011
33082 | 150-F317NCR | G | Solid State Controller with open enclosure, 317 A, 250 Hp @ 460V AC Controller Rating, and 200-575V AC, 3-phase, 50 and 60 Hz Input Line | 97.7941
33115 | 150-F317NZD | G | Solid State Controller with open enclosure, 317 A, 250 Hp at 460V AC Controller Rating, and 230-690V AC, 3-phase, 50 and 60 Hz Input Line | 97.8102
33041 | 150-F361FAD | G | Solid State Controller with IP65 (Type 4/12) enclosure, 361 A, 300 Hp @ 460V AC Controller Rating, and 230V AC, 3-phase, 50 and 60 Hz Input Line | 97.2603
33057 | 150-F361FBD | G | Solid State Controller with IP65 (Type 4/12) enclosure, 361 A, 300 Hp @ 460V AC Controller Rating, and 400-460V AC, 3-phase, 50 and 60 Hz Input Line | 97.2973
33105 | 150-F361FCD | G | Solid State Controller with IP65 (Type 4/12) enclosure, 361 A, 300 Hp @ 460V AC Controller Rating, and 500-575V AC, 3-phase, 50 and 60 Hz Input Line | 97.2973
33025 | 150-F361FHD | G | Solid State Controller with IP65 (Type 4/12) enclosure, 361 A, 300 Hp at 460V AC Controller Rating, and 200-208V AC, 3-phase, 50 and 60 Hz Input Line | 97.3154
33004 | 150-F361NBR | G | Solid State Controller with open enclosure, 361 A, 300 Hp @ 460V AC Controller Rating, and 200-460V AC, 3-phase, 50 and 60 Hz Input Line | 97.7941
33083 | 150-F361NCD | G | Solid State Controller with open enclosure, 361 A, 300 Hp @ 460V AC Controller Rating, and 200-575V AC, 3-phase, 50 and 60 Hz Input Line | 100
33084 | 150-F361NCR | G | Solid State Controller with open enclosure, 361 A, 300 Hp @ 460V AC Controller Rating, and 200-575V AC, 3-phase, 50 and 60 Hz Input Line | 97.0803
33116 | 150-F361NZD | G | Solid State Controller with open enclosure, 361 A, 300 Hp at 460V AC Controller Rating, and 230-690V AC, 3-phase, 50 and 60 Hz Input Line | 97.0803
33033 | 150-F43FAD | G | Solid State Controller with IP65 (Type 4/12) enclosure, 43 A, 30 Hp @ 460V AC Controller Rating, and 230V AC, 3-phase, 50 and 60 Hz Input Line | 98.6014
33049 | 150-F43FBD | G | Solid State Controller with IP65 (Type 4/12) enclosure, 43 A, 30 Hp at 460V AC Controller Rating, and 400-460V AC, 3-phase, 50 and 60 Hz Input Line | 97.973
33097 | 150-F43FCD | G | Solid State Controller with IP65 (Type 4/12) enclosure, 43 A, 30 Hp @ 460V AC Controller Rating, and 500-575V AC, 3-phase, 50 and 60 Hz Input Line | 98.6395
33017 | 150-F43FHD | G | Solid State Controller with IP65 (Type 4/12) enclosure, 43 A, 30 Hp @ 460V AC Controller Rating, and 200-208V AC, 3-phase, 50 and 60 Hz Input Line | 97.9592
33326 | 150-F43NBD | G | The Allen-Bradley 150-F43NBD is a SMC Flex Smart Motor Controller. This component is a solid-state controller that has input line voltage requirement of 200-460VAC, 3-Phase, 50/60 Hertz, Control Voltage of 100 to 240V AC (5 to 480 A units) with rated Current output of 43 amperes, rated power of 30 HP at 460VAC for Line connected and 50 HP at 460VAC for Delta Connection. | 98.9305
33327 | 150-F43NBDB | G | The 150-F43NBDB SMC-Flex Solid State Controller by Allen-Bradley has a 480A, 400 HP at 460V AC Controller Rating, a 200-460V AC Input Line Voltage, and a 100-240V AC Control Voltage. | 99.4565
32988 | 150-F43NBR | G | Solid State Controller with open enclosure, 43 A, 30 Hp @ 460V AC Controller Rating, and 200-460V AC, 3-phase, 50 and 60 Hz Input Line | 98.5185
33067 | 150-F43NCD | G | Solid State Controller with open enclosure, 43 A, 30 Hp at 460V AC Controller Rating, and 200-575V AC, 3-phase, 50 and 60 Hz Input Line | 98.8848
33068 | 150-F43NCR | G | Solid State Controller with open enclosure, 43 A, 30 Hp @ 460V AC Controller Rating, and 200-575V AC, 3-phase, 50 and 60 Hz Input Line | 98.5185
33042 | 150-F480FAD | G | Solid State Controller with IP65 (Type 4/12) enclosure, 480 A, 400 Hp @ 460V AC Controller Rating, and 230V AC, 3-phase, 50 and 60 Hz Input Line | 97.2603
33058 | 150-F480FBD | G | Solid State Controller with IP65 (Type 4/12) enclosure, 480 A, 400 Hp at 460V AC Controller Rating, and 400-460V AC, 3-phase, 50 and 60 Hz Input Line | 96.2963
33106 | 150-F480FCD | G | Solid State Controller with IP65 (Type 4/12) enclosure, 480 A, 400 Hp @ 460V AC Controller Rating, and 500-575V AC, 3-phase, 50 and 60 Hz Input Line | 97.2789
33026 | 150-F480FHD | G | Solid State Controller with IP65 (Type 4/12) enclosure, 480 A, 400 Hp at 460V AC Controller Rating, and 200-208V AC, 3-phase, 50 and 60 Hz Input Line | 97.9866
33006 | 150-F480NBR | G | Solid State Controller with open enclosure, 480 A, 400 Hp at 460V AC Controller Rating, and 200-460V AC, 3-phase, 50 and 60 Hz Input Line | 97.8102
33085 | 150-F480NCD | G | Solid State Controller with open enclosure, 480 A, 400 Hp @ 460V AC Controller Rating, and 200-575V AC, 3-phase, 50 and 60 Hz Input Line | 100
33086 | 150-F480NCR | G | Solid State Controller with open enclosure, 480 A, 400 Hp @ 460V AC Controller Rating, and 200-575V AC, 3-phase, 50 and 60 Hz Input Line | 98.5294
33117 | 150-F480NZD | G | Solid State Controller with open enclosure, 480 A, 400 Hp @ 460V AC Controller Rating, and 230-690V AC, 3-phase, 50 and 60 Hz Input Line | 98.5294
33031 | 150-F5FAD | G | Solid State Controller with IP65 (Type 4/12) enclosure, 5 A, 3 Hp @ 460V AC Controller Rating, and 230V AC, 3-phase, 50 and 60 Hz Input Line | 98.5816
33047 | 150-F5FBD | G | Solid State Controller with IP65 (Type 4/12) enclosure, 5 A, 3 Hp @ 460V AC Controller Rating, and 400-460V AC, 3-phase, 50 and 60 Hz Input Line | 98.6207
33095 | 150-F5FCD | G | Solid State Controller with IP65 (Type 4/12) enclosure, 5 A, 3 Hp @ 460V AC Controller Rating, and 500-575V AC, 3-phase, 50 and 60 Hz Input Line | 98.6207
33015 | 150-F5FHD | G | Solid State Controller with IP65 (Type 4/12) enclosure, 5 A, 3 Hp @ 460V AC Controller Rating, and 200-208V AC, 3-phase, 50 and 60 Hz Input Line | 98.6207
32983 | 150-F5NBD | G | Solid State Controller with open enclosure, 5 A, 3 Hp @ 460V AC Controller Rating, and 200-460V AC, 3-phase, 50 and 60 Hz Input Line | 100
32984 | 150-F5NBR | G | Solid State Controller with open enclosure, 5 A, 3 Hp @ 460V AC Controller Rating, and 200-460V AC, 3-phase, 50 and 60 Hz Input Line | 98.4962
33063 | 150-F5NCD | G | <p>Solid State Controller with open enclosure, 5 A, 3 Hp @ 460V AC Controller Rating, and 200-575V AC, 3-phase, 50 and 60 Hz Input Line</p> | 98.5816
33064 | 150-F5NCR | G | Solid State Controller with open enclosure, 5 A, 3 Hp @ 460V AC Controller Rating, and 200-575V AC, 3-phase, 50 and 60 Hz Input Line | 98.4962
33034 | 150-F60FAD | G | Solid State Controller with IP65 (Type 4/12) enclosure, 60 A, 40 Hp @ 460V AC Controller Rating, and 230V AC, 3-phase, 50 and 60 Hz Input Line | 98.6014
33050 | 150-F60FBD | G | Solid State Controller with IP65 (Type 4/12) enclosure, 60 A, 40 Hp @ 460V AC Controller Rating, and 400-460V AC, 3-phase, 50 and 60 Hz Input Line | 97.9592
33098 | 150-F60FCD | G | Solid State Controller with IP65 (Type 4/12) enclosure, 60 A, 40 Hp at 460V AC Controller Rating, and 500-575V AC, 3-phase, 50 and 60 Hz Input Line | 97.6271
33018 | 150-F60FHD | G | Solid State Controller with IP65 (Type 4/12) enclosure, 60 A, 40 Hp @ 460V AC Controller Rating, and 200-208V AC, 3-phase, 50 and 60 Hz Input Line | 97.9592
32989 | 150-F60NBD | G | The Allen-Bradley 150-F60NBD is a SMC Flex Smart Motor Controller. This component is a solid-state controller that has input line voltage requirement of 200-460VAC, 3-Phase, 50/60 Hertz, Control Voltage of 100 to 240V AC (5 to 480 A units) with rated Current output of 60 amperes, rated power of 40 Horsepower at 460VAC. | 98.4375
32990 | 150-F60NBR | G | Solid State Controller with open enclosure, 60 A, 40 Hp @ 460V AC Controller Rating, and 200-460V AC, 3-phase, 50 and 60 Hz Input Line | 97.7778
33069 | 150-F60NCD | G | Solid State Controller with open enclosure, 60 A, 40 Hp @ 460V AC Controller Rating, and 200-575V AC, 3-phase, 50 and 60 Hz Input Line | 100
33070 | 150-F60NCR | G | Solid State Controller with open enclosure, 60 A, 40 Hp @ 460V AC Controller Rating, and 200-575V AC, 3-phase, 50 and 60 Hz Input Line | 98.5185
33044 | 150-F625JAA | G | Solid State Controller with IP54 (Type 12) enclosure, 625 A, 500 Hp @ 460V AC Controller Rating, and 230V AC, 3-phase, 50 and 60 Hz Input Line | 97.2222
33043 | 150-F625JAE | G | Solid State Controller with IP54 (Type 12) enclosure, 625 A, 500 Hp @ 460V AC Controller Rating, and 230V AC, 3-phase, 50 and 60 Hz Input Line | 100
33060 | 150-F625JBA | G | Solid State Controller with IP54 (Type 12) enclosure, 625 A, 500 Hp @ 460V AC Controller Rating, and 400-460V AC, 3-phase, 50 and 60 Hz Input Line | 97.2603
33059 | 150-F625JBE | G | Solid State Controller with IP54 (Type 12) enclosure, 625 A, 500 Hp at 460V AC Controller Rating, and 400-460V AC, 3-phase, 50 and 60 Hz Input Line | 98.9761
33108 | 150-F625JCA | G | Solid State Controller with IP54 (Type 12) enclosure, 625 A, 500 Hp @ 460V AC Controller Rating, and 500-575V AC, 3-phase, 50 and 60 Hz Input Line | 97.2603
33107 | 150-F625JCE | G | Solid State Controller with IP54 (Type 12) enclosure, 625 A, 500 Hp @ 460V AC Controller Rating, and 500-575V AC, 3-phase, 50 and 60 Hz Input Line | 100
33028 | 150-F625JHA | G | Solid State Controller with IP54 (Type 12) enclosure, 625 A, 500 Hp @ 460V AC Controller Rating, and 200-208V AC, 3-phase, 50 and 60 Hz Input Line | 97.9452
33027 | 150-F625JHE | G | Solid State Controller with IP54 (Type 12) enclosure, 625 A, 500 Hp at 460V AC Controller Rating, and 200-208V AC, 3-phase, 50 and 60 Hz Input Line | 98.9761
33008 | 150-F625NBA | G | Solid State Controller with open enclosure, 625 A, 500 Hp @ 460V AC Controller Rating, and 200-460V AC, 3-phase, 50 and 60 Hz Input Line | 98.5294
33007 | 150-F625NBE | G | <p>Solid State Controller with open enclosure, 625 A, 500 Hp @ 460V AC Controller Rating, and 200-460V AC, 3-phase, 50 and 60 Hz Input Line</p> | 97.1429
33088 | 150-F625NCA | G | Solid State Controller with open enclosure, 625 A, 500 Hp at 460V AC Controller Rating, and 200-575V AC, 3-phase, 50 and 60 Hz Input Line | 97.0803
33087 | 150-F625NCE | G | Solid State Controller with open enclosure, 625 A, 500 Hp at 460V AC Controller Rating, and 200-575V AC, 3-phase, 50 and 60 Hz Input Line | 100
33119 | 150-F625NZA | G | Solid State Controller with open enclosure, 625 A, 500 Hp @ 460V AC Controller Rating, and 230-690V AC, 3-phase, 50 and 60 Hz Input Line | 97.8102
33118 | 150-F625NZE | G | Solid State Controller with open enclosure, 625 A, 500 Hp @ 460V AC Controller Rating, and 230-690V AC, 3-phase, 50 and 60 Hz Input Line | 100
33046 | 150-F780JAA | G | Solid State Controller with IP54 (Type 12) enclosure, 780 A, 600 Hp @ 460V AC Controller Rating, and 230V AC, 3-phase, 50 and 60 Hz Input Line | 97.2222
33045 | 150-F780JAE | G | Solid State Controller with IP54 (Type 12) enclosure, 780 A, 600 Hp @ 460V AC Controller Rating, and 230V AC, 3-phase, 50 and 60 Hz Input Line | 100
33062 | 150-F780JBA | G | Solid State Controller with IP54 (Type 12) enclosure, 780 A, 600 Hp @ 460V AC Controller Rating, and 400-460V AC, 3-phase, 50 and 60 Hz Input Line | 97.2603
33061 | 150-F780JBE | G | Solid State Controller with IP54 (Type 12) enclosure, 780 A, 600 Hp @ 460V AC Controller Rating, and 400-460V AC, 3-phase, 50 and 60 Hz Input Line | 100
33110 | 150-F780JCA | G | Solid State Controller with IP54 (Type 12) enclosure, 780 A, 600 Hp @ 460V AC Controller Rating, and 500-575V AC, 3-phase, 50 and 60 Hz Input Line |  | 2
33109 | 150-F780JCE | G | Solid State Controller with IP54 (Type 12) enclosure, 780 A, 600 Hp @ 460V AC Controller Rating, and 500-575V AC, 3-phase, 50 and 60 Hz Input Line | 100
33030 | 150-F780JHA | G | Solid State Controller with IP54 (Type 12) enclosure, 780 A, 600 Hp @ 460V AC Controller Rating, and 200-208V AC, 3-phase, 50 and 60 Hz Input Line | 97.9452
33029 | 150-F780JHE | G | Solid State Controller with IP54 (Type 12) enclosure, 780 A, 600 Hp @ 460V AC Controller Rating, and 200-208V AC, 3-phase, 50 and 60 Hz Input Line | 100
33010 | 150-F780NBA | G | Solid State Controller with open enclosure, 780 A, 600 Hp @ 460V AC Controller Rating, and 200-460V AC, 3-phase, 50 and 60 Hz Input Line | 98.5294
33009 | 150-F780NBE | G | Solid State Controller with open enclosure, 780 A, 600 Hp @ 460V AC Controller Rating, and 200-460V AC, 3-phase, 50 and 60 Hz Input Line | 100
33090 | 150-F780NCA | G | Solid State Controller with open enclosure, 780 A, 600 Hp at 460V AC Controller Rating, and 200-575V AC, 3-phase, 50 and 60 Hz Input Line | 97.4359
33089 | 150-F780NCE | G | Solid State Controller with open enclosure, 780 A, 600 Hp @ 460V AC Controller Rating, and 200-575V AC, 3-phase, 50 and 60 Hz Input Line | 98.9011
33121 | 150-F780NZA | G | Solid State Controller with open enclosure, 780 A, 600 Hp @ 460V AC Controller Rating, and 230-690V AC, 3-phase, 50 and 60 Hz Input Line | 98.5294
33120 | 150-F780NZE | G | Solid State Controller with open enclosure, 780 A, 600 Hp @ 460V AC Controller Rating, and 230-690V AC, 3-phase, 50 and 60 Hz Input Line | 100
33035 | 150-F85FAD | G | Solid State Controller with IP65 (Type 4/12) enclosure, 85 A, 60 Hp @ 460V AC Controller Rating, and 230V AC, 3-phase, 50 and 60 Hz Input Line | 97.9021
33051 | 150-F85FBD | G | Solid State Controller with IP65 (Type 4/12) enclosure, 85 A, 60 Hp @ 460V AC Controller Rating, and 400-460V AC, 3-phase, 50 and 60 Hz Input Line | 97.9592
33099 | 150-F85FCD | G | Solid State Controller with IP65 (Type 4/12) enclosure, 85 A, 60 Hp @ 460V AC Controller Rating, and 500-575V AC, 3-phase, 50 and 60 Hz Input Line | 97.9592
33019 | 150-F85FHD | G | Solid State Controller with IP65 (Type 4/12) enclosure, 85 A, 60 Hp @ 460V AC Controller Rating, and 200-208V AC, 3-phase, 50 and 60 Hz Input Line | 97.9592
32992 | 150-F85NBR | G | Solid State Controller with open enclosure, 85 A, 60 Hp @ 460V AC Controller Rating, and 200-460V AC, 3-phase, 50 and 60 Hz Input Line | 98.5185
33071 | 150-F85NCD | G | Solid State Controller with open enclosure, 85 A, 60 Hp at 460V AC Controller Rating, and 200-575V AC, 3-phase, 50 and 60 Hz Input Line | 98.8848
33072 | 150-F85NCR | G | Solid State Controller with open enclosure, 85 A, 60 Hp @ 460V AC Controller Rating, and 200-575V AC, 3-phase, 50 and 60 Hz Input Line | 98.5185
33012 | 150-F970NBA | G | Solid State Controller with open enclosure, 970 A, 800 Hp at 460V AC Controller Rating, and 200-460V AC, 3-phase, 50 and 60 Hz Input Line | 98.5401
33011 | 150-F970NBE | G | Solid State Controller with open enclosure, 970 A, 800 Hp @ 460V AC Controller Rating, and 200-460V AC, 3-phase, 50 and 60 Hz Input Line | 98.9011
33092 | 150-F970NCA | G | Solid State Controller with open enclosure, 970 A, 800 Hp @ 460V AC Controller Rating, and 200-575V AC, 3-phase, 50 and 60 Hz Input Line | 97.0803
33091 | 150-F970NCE | G | Solid State Controller with open enclosure, 970 A, 800 Hp @ 460V AC Controller Rating, and 200-575V AC, 3-phase, 50 and 60 Hz Input Line | 100
33123 | 150-F970NZA | G | Solid State Controller with open enclosure, 970 A, 800 Hp at 460V AC Controller Rating, and 230-690V AC, 3-phase, 50 and 60 Hz Input Line | 96
33122 | 150-F970NZE | G | Solid State Controller with open enclosure, 970 A, 800 Hp @ 460V AC Controller Rating, and 230-690V AC, 3-phase, 50 and 60 Hz Input Line | 98.9011
70647 | 150-S480NBR | G | <p>The Allen-Bradley 150-S480NBR Controller is an SMC-50 Smart Motor Controller with an internal bypass. It has a controller rating of 480 Amps and an input line voltage of 200 to 480 Volts&nbsp;AC.</p> | 96.2779
70649 | 150-S480NUD | G | <p>The Allen-Bradley 150-S480NUD Controller is an SMC-50 Smart Motor Controller with an internal bypass. It has a controller rating of 480 Amps and an input line voltage of 200 to 690 Volts AC.</p> | 97.7667
9123 | 150-SB1FAD | G | 150-SB1FAD is part of the SMC-50 series of smart motor controllers. This part can work with a motor that produces 15-30 Hp, has a controller rating of 260 A has a control voltage of 100-240V AC | 98.1818
9133 | 150-SB1FBD | G | 150-SB1FBD is part of the SMC-50 series of smart motor controllers. This part can work with a motor that produces 25-60 Hp, has a controller rating of 90 A has a control voltage of 100-240V AC | 98.1818
9143 | 150-SB1FCD | G | 150-SB1FCD is part of the SMC-50 series of smart motor controllers. This part can work with a motor that produces 30-75 Hp, has a controller rating of 260 A has a control voltage of 100-240V AC | 98.4456
9113 | 150-SB1FHD | G | 150-SB1FHD is part of the SMC-50 series of smart motor controllers. This part can work with a motor that produces 10-25 Hp, has a controller rating of 90 A has a control voltage of 100-240V AC | 98.9583
9073 | 150-SB1NBD | G | 150-SB1NBD is part of the SMC-50 series of smart motor controllers. This part can work with a motor that produces 10-25 Hp, has a controller rating of 90 A has a control voltage of 100-240V AC | 96.124
9074 | 150-SB1NBR | G | 150-SB1NBR is part of the SMC-50 series of smart motor controllers. This part can work with a motor that produces 10-25 Hp, has a controller rating of 90 A has a control voltage of 24V DC | 97.6253
9093 | 150-SB1NUD | G | 150-SB1NUD is part of the SMC-50 series of smart motor controllers. This part can work with a motor that produces 30-75 Hp, has a controller rating of 90 A has a control voltage of 100-240V AC | 98.4375
9094 | 150-SB1NUR | G | 150-SB1NUR is part of the SMC-50 series of smart motor controllers. This part can work with a motor that produces 30-75 Hp, has a controller rating of 90 A has a control voltage of 24V DC | 98.3957
9124 | 150-SB2FAD | G | 150-SB2FAD is part of the SMC-50 series of smart motor controllers. This part can work with a motor that produces 15-40 Hp, has a controller rating of 260 A has a control voltage of 100-240V AC | 98.9637
9134 | 150-SB2FBD | G | 150-SB2FBD is part of the SMC-50 series of smart motor controllers. This part can work with a motor that produces 30-75 Hp, has a controller rating of 90 A has a control voltage of 100-240V AC | 98.4375
9144 | 150-SB2FCD | G | 150-SB2FCD is part of the SMC-50 series of smart motor controllers. This part can work with a motor that produces 40-100 Hp, has a controller rating of 260 A has a control voltage of 100-240V AC | 97.9381
9114 | 150-SB2FHD | G | 150-SB2FHD is part of the SMC-50 series of smart motor controllers. This part can work with a motor that produces 15-30 Hp, has a controller rating of 90 A has a control voltage of 100-240V AC | 98.1818
9075 | 150-SB2NBD | G | 150-SB2NBD is part of the SMC-50 series of smart motor controllers. This part can work with a motor that produces 15-30 Hp, has a controller rating of 110 A has a control voltage of 100-240V AC | 97.1429
9076 | 150-SB2NBR | G | 150-SB2NBR is part of the SMC-50 series of smart motor controllers. This part can work with a motor that produces 15-30 Hp, has a controller rating of 110 A has a control voltage of 24V DC | 97.6378
9095 | 150-SB2NUD | G | 150-SB2NUD is part of the SMC-50 series of smart motor controllers. This part can work with a motor that produces 40-100 Hp, has a controller rating of 110 A has a control voltage of 100-240V AC | 97.6744
9096 | 150-SB2NUR | G | 150-SB2NUR is part of the SMC-50 series of smart motor controllers. This part can work with a motor that produces 40-100 Hp, has a controller rating of 110 A has a control voltage of 24V DC | 97.6501
9125 | 150-SB3FAD | G | 150-SB3FAD is part of the SMC-50 series of smart motor controllers. This part can work with a motor that produces 20-50 Hp, has a controller rating of 320 A has a control voltage of 100-240V AC | 97.9381
9135 | 150-SB3FBD | G | 150-SB3FBD is part of the SMC-50 series of smart motor controllers. This part can work with a motor that produces 40-100 Hp, has a controller rating of 110 A has a control voltage of 100-240V AC | 98.4536
9145 | 150-SB3FCD | G | 150-SB3FCD is part of the SMC-50 series of smart motor controllers. This part can work with a motor that produces 50-125 Hp, has a controller rating of 320 A has a control voltage of 100-240V AC | 98.4536
9115 | 150-SB3FHD | G | 150-SB3FHD is part of the SMC-50 series of smart motor controllers. This part can work with a motor that produces 20-40 Hp, has a controller rating of 110 A has a control voltage of 100-240V AC | 98.4456
9077 | 150-SB3NBD | G | 150-SB3NBD is part of the SMC-50 series of smart motor controllers. This part can work with a motor that produces 20-40 Hp, has a controller rating of 140 A has a control voltage of 100-240V AC | 97.4093
9078 | 150-SB3NBR | G | 150-SB3NBR is part of the SMC-50 series of smart motor controllers. This part can work with a motor that produces 20-40 Hp, has a controller rating of 140 A has a control voltage of 24V DC | 97.6378
9097 | 150-SB3NUD | G | 150-SB3NUD is part of the SMC-50 series of smart motor controllers. This part can work with a motor that produces 50-125 Hp, has a controller rating of 140 A has a control voltage of 100-240V AC | 97.6744
9098 | 150-SB3NUR | G | 150-SB3NUR is part of the SMC-50 series of smart motor controllers. This part can work with a motor that produces 50-125 Hp, has a controller rating of 140 A has a control voltage of 24V DC | 97.6501
9126 | 150-SB4FAD | G | 150-SB4FAD is part of the SMC-50 series of smart motor controllers. This part can work with a motor that produces 25-60 Hp, has a controller rating of 320 A has a control voltage of 100-240V AC | 98.4456
9136 | 150-SB4FBD | G | 150-SB4FBD is part of the SMC-50 series of smart motor controllers. This part can work with a motor that produces 50-150 Hp, has a controller rating of 110 A has a control voltage of 100-240V AC | 98.4536
9146 | 150-SB4FCD | G | 150-SB4FCD is part of the SMC-50 series of smart motor controllers. This part can work with a motor that produces 60-150 Hp, has a controller rating of 320 A has a control voltage of 100-240V AC | 98.4536
9116 | 150-SB4FHD | G | 150-SB4FHD is part of the SMC-50 series of smart motor controllers. This part can work with a motor that produces 25-60 Hp, has a controller rating of 110 A has a control voltage of 100-240V AC | 98.4456
9079 | 150-SB4NBD | G | 150-SB4NBD is part of the SMC-50 series of smart motor controllers. This part can work with a motor that produces 25-60 Hp, has a controller rating of 180 A has a control voltage of 100-240V AC | 97.9275
9080 | 150-SB4NBR | G | 150-SB4NBR is part of the SMC-50 series of smart motor controllers. This part can work with a motor that produces 25-60 Hp, has a controller rating of 180 A has a control voltage of 24V DC | 97.8723
9099 | 150-SB4NUD | G | 150-SB4NUD is part of the SMC-50 series of smart motor controllers. This part can work with a motor that produces 60-150 Hp, has a controller rating of 180 A has a control voltage of 100-240V AC | 97.9381
9100 | 150-SB4NUR | G | 150-SB4NUR is part of the SMC-50 series of smart motor controllers. This part can work with a motor that produces 60-150 Hp, has a controller rating of 180 A has a control voltage of 24V DC | 97.8836
9127 | 150-SC1FAD | G | 150-SC1FAD is part of the SMC-50 series of smart motor controllers. This part can work with a motor that produces 30-75 Hp, has a controller rating of 361 A has a control voltage of 100-240V AC | 97.9275
9137 | 150-SC1FBD | G | 150-SC1FBD is part of the SMC-50 series of smart motor controllers. This part can work with a motor that produces 60-150 Hp, has a controller rating of 140 A has a control voltage of 100-240V AC | 97.9381
9147 | 150-SC1FCD | G | 150-SC1FCD is part of the SMC-50 series of smart motor controllers. This part can work with a motor that produces 75-200 Hp, has a controller rating of 361 A has a control voltage of 100-240V AC | 97.9381
9117 | 150-SC1FHD | G | 150-SC1FHD is part of the SMC-50 series of smart motor controllers. This part can work with a motor that produces 25-60 Hp, has a controller rating of 140 A has a control voltage of 100-240V AC | 98.4456
9081 | 150-SC1NBD | G | 150-SC1NBD is part of the SMC-50 series of smart motor controllers. This part can work with a motor that produces 25-60 Hp, has a controller rating of 210 A has a control voltage of 100-240V AC | 98.4456
9082 | 150-SC1NBR | G | 150-SC1NBR is part of the SMC-50 series of smart motor controllers. This part can work with a motor that produces 25-60 Hp, has a controller rating of 210 A has a control voltage of 24V DC | 98.4043
9101 | 150-SC1NUD | G | 150-SC1NUD is part of the SMC-50 series of smart motor controllers. This part can work with a motor that produces 75-200 Hp, has a controller rating of 210 A has a control voltage of 100-240V AC | 98.1912
9102 | 150-SC1NUR | G | 150-SC1NUR is part of the SMC-50 series of smart motor controllers. This part can work with a motor that produces 75-200 Hp, has a controller rating of 210 A has a control voltage of 24V DC | 98.1432
9128 | 150-SC2FAD | G | 150-SC2FAD is part of the SMC-50 series of smart motor controllers. This part can work with a motor that produces 40-100 Hp, has a controller rating of 361 A has a control voltage of 100-240V AC | 97.9381
9138 | 150-SC2FBD | G | 150-SC2FBD is part of the SMC-50 series of smart motor controllers. This part can work with a motor that produces 75-200 Hp, has a controller rating of 140 A has a control voltage of 100-240V AC | 97.9381
9148 | 150-SC2FCD | G | 150-SC2FCD is part of the SMC-50 series of smart motor controllers. This part can work with a motor that produces 100-250 Hp, has a controller rating of 361 A has a control voltage of 100-240V AC | 97.9487
9118 | 150-SC2FHD | G | 150-SC2FHD is part of the SMC-50 series of smart motor controllers. This part can work with a motor that produces 30-75 Hp, has a controller rating of 140 A has a control voltage of 100-240V AC | 97.9275
9083 | 150-SC2NBD | G | 150-SC2NBD is part of the SMC-50 series of smart motor controllers. This part can work with a motor that produces 30-75 Hp, has a controller rating of 260 A has a control voltage of 100-240V AC | 97.1429
9084 | 150-SC2NBR | G | 150-SC2NBR is part of the SMC-50 series of smart motor controllers. This part can work with a motor that produces 30-75 Hp, has a controller rating of 260 A has a control voltage of 24V DC | 97.6378
9103 | 150-SC2NUD | G | 150-SC2NUD is part of the SMC-50 series of smart motor controllers. This part can work with a motor that produces 100-250 Hp, has a controller rating of 260 A has a control voltage of 100-240V AC | 97.9381
9104 | 150-SC2NUR | G | 150-SC2NUR is part of the SMC-50 series of smart motor controllers. This part can work with a motor that produces 100-250 Hp, has a controller rating of 260 A has a control voltage of 24V DC | 97.8836
9129 | 150-SC3FAD | G | 150-SC3FAD is part of the SMC-50 series of smart motor controllers. This part can work with a motor that produces 50-125 Hp, has a controller rating of 420 A has a control voltage of 100-240V AC | 97.9381
9139 | 150-SC3FBD | G | 150-SC3FBD is part of the SMC-50 series of smart motor controllers. This part can work with a motor that produces 100-250 Hp, has a controller rating of 180 A has a control voltage of 100-240V AC | 97.6864
9149 | 150-SC3FCD | G | 150-SC3FCD is part of the SMC-50 series of smart motor controllers. This part can work with a motor that produces 125-300 Hp, has a controller rating of 420 A has a control voltage of 100-240V AC | 98.4615
9119 | 150-SC3FHD | G | 150-SC3FHD is part of the SMC-50 series of smart motor controllers. This part can work with a motor that produces 40-100 Hp, has a controller rating of 180 A has a control voltage of 100-240V AC | 97.9381
9085 | 150-SC3NBD | G | 150-SC3NBD is part of the SMC-50 series of smart motor controllers. This part can work with a motor that produces 40-100 Hp, has a controller rating of 320 A has a control voltage of 100-240V AC | 97.1576
9086 | 150-SC3NBR | G | 150-SC3NBR is part of the SMC-50 series of smart motor controllers. This part can work with a motor that produces 40-100 Hp, has a controller rating of 320 A has a control voltage of 24V DC | 97.6501
9105 | 150-SC3NUD | G | 150-SC3NUD is part of the SMC-50 series of smart motor controllers. This part can work with a motor that produces 125-300 Hp, has a controller rating of 320 A has a control voltage of 100-240V AC | 97.6864
9106 | 150-SC3NUR | G | 150-SC3NUR is part of the SMC-50 series of smart motor controllers. This part can work with a motor that produces 125-300 Hp, has a controller rating of 320 A has a control voltage of 24V DC | 97.6623
9130 | 150-SD1FAD | G | 150-SD1FAD is part of the SMC-50 series of smart motor controllers. This part can work with a motor that produces 50-150 Hp, has a controller rating of 420 A has a control voltage of 100-240V AC | 98.4536
9140 | 150-SD1FBD | G | 150-SD1FBD is part of the SMC-50 series of smart motor controllers. This part can work with a motor that produces 100-300 Hp, has a controller rating of 180 A has a control voltage of 100-240V AC | 97.9487
9150 | 150-SD1FCD | G | 150-SD1FCD is part of the SMC-50 series of smart motor controllers. This part can work with a motor that produces 125-350 Hp, has a controller rating of 420 A has a control voltage of 100-240V AC | 98.4615
9120 | 150-SD1FHD | G | 150-SD1FHD is part of the SMC-50 series of smart motor controllers. This part can work with a motor that produces 50-125 Hp, has a controller rating of 180 A has a control voltage of 100-240V AC | 97.9381
9087 | 150-SD1NBD | G | 150-SD1NBD is part of the SMC-50 series of smart motor controllers. This part can work with a motor that produces 50-125 Hp, has a controller rating of 361 A has a control voltage of 100-240V AC | 97.4093
9088 | 150-SD1NBR | G | 150-SD1NBR is part of the SMC-50 series of smart motor controllers. This part can work with a motor that produces 50-125 Hp, has a controller rating of 361 A has a control voltage of 24V DC | 97.6501
9107 | 150-SD1NUD | G | 150-SD1NUD is part of the SMC-50 series of smart motor controllers. This part can work with a motor that produces 125-350 Hp, has a controller rating of 361 A has a control voltage of 100-240V AC | 97.6864
9108 | 150-SD1NUR | G | 150-SD1NUR is part of the SMC-50 series of smart motor controllers. This part can work with a motor that produces 125-350 Hp, has a controller rating of 361 A has a control voltage of 24V DC | 97.6623
9131 | 150-SD2FAD | G | 150-SD2FAD is part of the SMC-50 series of smart motor controllers. This part can work with a motor that produces 60-150 Hp, has a controller rating of 520 A has a control voltage of 100-240V AC | 98.4536
9141 | 150-SD2FBD | G | 150-SD2FBD is part of the SMC-50 series of smart motor controllers. This part can work with a motor that produces 125-350 Hp, has a controller rating of 210 A has a control voltage of 100-240V AC | 97.9487
9151 | 150-SD2FCD | G | 150-SD2FCD is part of the SMC-50 series of smart motor controllers. This part can work with a motor that produces 150-450 Hp, has a controller rating of 520 A has a control voltage of 100-240V AC | 97.4359
9121 | 150-SD2FHD | G | 150-SD2FHD is part of the SMC-50 series of smart motor controllers. This part can work with a motor that produces 50-150 Hp, has a controller rating of 210 A has a control voltage of 100-240V AC | 98.4536
9089 | 150-SD2NBD | G | 150-SD2NBD is part of the SMC-50 series of smart motor controllers. This part can work with a motor that produces 50-150 Hp, has a controller rating of 420 A has a control voltage of 100-240V AC | 97.6864
9090 | 150-SD2NBR | G | 150-SD2NBR is part of the SMC-50 series of smart motor controllers. This part can work with a motor that produces 50-150 Hp, has a controller rating of 420 A has a control voltage of 24V DC | 97.6501
9109 | 150-SD2NUD | G | 150-SD2NUD is part of the SMC-50 series of smart motor controllers. This part can work with a motor that produces 150-450 Hp, has a controller rating of 420 A has a control voltage of 100-240V AC | 98.7147
9110 | 150-SD2NUR | G | 150-SD2NUR is part of the SMC-50 series of smart motor controllers. This part can work with a motor that produces 150-450 Hp, has a controller rating of 420 A has a control voltage of 24V DC | 98.6807
9132 | 150-SD3FAD | G | 150-SD3FAD is part of the SMC-50 series of smart motor controllers. This part can work with a motor that produces 75-200 Hp, has a controller rating of 520 A has a control voltage of 100-240V AC | 97.9381
9142 | 150-SD3FBD | G | 150-SD3FBD is part of the SMC-50 series of smart motor controllers. This part can work with a motor that produces 150-450 Hp, has a controller rating of 210 A has a control voltage of 100-240V AC | 98.4615
9122 | 150-SD3FHD | G | 150-SD3FHD is part of the SMC-50 series of smart motor controllers. This part can work with a motor that produces 75-150 Hp, has a controller rating of 210 A has a control voltage of 100-240V AC | 98.9691
9091 | 150-SD3NBD | G | 150-SD3NBD is part of the SMC-50 series of smart motor controllers. This part can work with a motor that produces 75-150 Hp, has a controller rating of 520 A has a control voltage of 100-240V AC | 98.4536
9092 | 150-SD3NBR | G | 150-SD3NBR is part of the SMC-50 series of smart motor controllers. This part can work with a motor that produces 75-150 Hp, has a controller rating of 520 A has a control voltage of 24V DC | 98.4127
9111 | 150-SD3NUD | G | 150-SD3NUD is part of the SMC-50 series of smart motor controllers. This part can work with a motor that produces 200-500 Hp, has a controller rating of 520 A has a control voltage of 100-240V AC | 98.9744
9112 | 150-SD3NUR | G | 150-SD3NUR is part of the SMC-50 series of smart motor controllers. This part can work with a motor that produces 200-500 Hp, has a controller rating of 520 A has a control voltage of 24V DC | 97.6623
31001 | 160-AA02NPS1 | G | Allen-Bradley 160-AA02NPS1 Variable Speed Drive with a 3 Phase Input and a 200-240V Voltage Rating. It also has a Open(IP20) Enclosure Type and a Preset Speed Model Type. | 99.4186
31005 | 160-AA02NPS1P1 | G | Allen-Bradley 160-AA02NPS1P1 Variable Speed Drive with a 3 Phase Input and a 200-240V Voltage Rating. It also has a Open(IP20) Enclosure Type and a Preset Speed Model Type. | 99.422
31002 | 160-AA02NSF1 | G | The Allen Bradley 160-AA02NSF1 is an adjustable frequency AC drive that is part of the 160 SSC Variable Speed Controller. It has a rated Input voltage of 200-240 VAC, 3 Phase and input current of 2.8 amperes. This drive has 200-240VAC, 3-Phase output, 2.3 amperes Current output and frequency range of 0-400 Hz. This drive is compatible for use in motor ratings of 0.37 KW or 0.5 HP. | 96.749
31006 | 160-AA02NSF1P1 | G | Allen-Bradley 160-AA02NSF1P1 Variable Speed Drive with a 3 Phase Input and a 200-240V Voltage Rating. It also has a Open(IP20) Enclosure Type and a Analog Signal Follower Model Type. | 99.4536
31003 | 160-AA02PPS1 | G | Allen-Bradley 160-AA02PPS1 Variable Speed Drive with a 3 Phase Input and a 200-240V Voltage Rating. It also has a Chassis Mount(External Heatsink) Enclosure Type and a Preset Speed Model Type. | 99.4845
31008 | 160-AA02PPS1P1 | G | Allen-Bradley 160-AA02PPS1P1 Variable Speed Drive with a 3 Phase Input and a 200-240V Voltage Rating. It also has a Chassis Mount(External Heatsink) Enclosure Type and a Preset Speed Model Type. | 98.9691
31004 | 160-AA02PSF1 | G | Allen-Bradley 160-AA02PSF1 Variable Speed Drive with a 3 Phase Input and a 200-240V Voltage Rating. It also has a Chassis Mount(External Heatsink) Enclosure Type and a Analog Signal Follower Model Type. | 99.5098
31007 | 160-AA02PSF1P1 | G | Allen-Bradley 160-AA02PSF1P1 Variable Speed Drive with a 3 Phase Input and a 200-240V Voltage Rating. It also has a Chassis Mount(External Heatsink) Enclosure Type and a Analog Signal Follower Model Type. | 98.7835
31013 | 160-AA03NPS1 | G | Allen-Bradley 160-AA03NPS1 Variable Speed Drive with a 3 Phase Input and a 200-240V Voltage Rating. It also has a Open(IP20) Enclosure Type and a Preset Speed Model Type. | 99.4186
31016 | 160-AA03NPS1P1 | G | Allen-Bradley 160-AA03NPS1P1 Variable Speed Drive with a 3 Phase Input and a 200-240V Voltage Rating. It also has a Open(IP20) Enclosure Type and a Preset Speed Model Type. | 99.422
31014 | 160-AA03NSF1 | G | Allen-Bradley 160-AA03NSF1 Variable Speed Drive with a 3 Phase Input and a 200-240V Voltage Rating. It also has a Open(IP20) Enclosure Type and a Analog Signal Follower Model Type. | 99.4505
31017 | 160-AA03NSF1P1 | G | Allen-Bradley 160-AA03NSF1P1 Variable Speed Drive with a 3 Phase Input and a 200-240V Voltage Rating. It also has a Open(IP20) Enclosure Type and a Analog Signal Follower Model Type. | 99.4536
31015 | 160-AA03PPS1 | G | Allen-Bradley 160-AA03PPS1 Variable Speed Drive with a 3 Phase Input and a 200-240V Voltage Rating. It also has a Chassis Mount(External Heatsink) Enclosure Type and a Preset Speed Model Type. | 98.9637
31024 | 160-AA04NPS1 | G | Allen-Bradley 160-AA04NPS1 Variable Speed Drive with a 3 Phase Input and a 200-240V Voltage Rating. It also has a Open(IP20) Enclosure Type and a Preset Speed Model Type. | 99.4186
31027 | 160-AA04NPS1P1 | G | Allen-Bradley 160-AA04NPS1P1 Variable Speed Drive with a 3 Phase Input and a 200-240V Voltage Rating. It also has a Open(IP20) Enclosure Type and a Preset Speed Model Type. | 99.422
31025 | 160-AA04NSF1 | G | Allen-Bradley 160-AA04NSF1 Variable Speed Drive with a 3 Phase Input and a 200-240V Voltage Rating. It also has a Open(IP20) Enclosure Type and a Analog Signal Follower Model Type. | 99.4505
31028 | 160-AA04NSF1P1 | G | Allen-Bradley 160-AA04NSF1P1 Variable Speed Drive with a 3 Phase Input and a 200-240V Voltage Rating. It also has a Open(IP20) Enclosure Type and a Analog Signal Follower Model Type. | 99.4536
31026 | 160-AA04PPS1 | G | <p>Allen-Bradley 160-AA04PPS1 Variable Speed Drive with a 3 Phase Input and a 200-240V Voltage Rating. It also has a Chassis Mount(External Heatsink) Enclosure Type and a Preset Speed Model Type.</p> | 96.6921
31033 | 160-AA08NPS1 | G | Allen-Bradley 160-AA08NPS1 Variable Speed Drive with a 3 Phase Input and a 200-240V Voltage Rating. It also has a Open(IP20) Enclosure Type and a Preset Speed Model Type. | 99.4186
31035 | 160-AA08NPS1P1 | G | Allen-Bradley 160-AA08NPS1P1 Variable Speed Drive with a 3 Phase Input and a 200-240V Voltage Rating. It also has a Open(IP20) Enclosure Type and a Preset Speed Model Type. | 99.422
31034 | 160-AA08NSF1 | G | Allen-Bradley 160-AA08NSF1 Variable Speed Drive with a 3 Phase Input and a 200-240V Voltage Rating. It also has a Open(IP20) Enclosure Type and a Analog Signal Follower Model Type. | 99.4505
31036 | 160-AA08NSF1P1 | G | Allen-Bradley 160-AA08NSF1P1 Variable Speed Drive with a 3 Phase Input and a 200-240V Voltage Rating. It also has a Open(IP20) Enclosure Type and a Analog Signal Follower Model Type. | 99.4536
31037 | 160-AA12NPS1 | G | Allen-Bradley 160-AA12NPS1 Variable Speed Drive with a 3 Phase Input and a 200-240V Voltage Rating. It also has a Open(IP20) Enclosure Type and a Preset Speed Model Type. | 99.4186
31039 | 160-AA12NPS1P1 | G | Allen-Bradley 160-AA12NPS1P1 Variable Speed Drive with a 3 Phase Input and a 200-240V Voltage Rating. It also has a Open(IP20) Enclosure Type and a Preset Speed Model Type. | 99.422
31038 | 160-AA12NSF1 | G | Allen-Bradley 160-AA12NSF1 Variable Speed Drive with a 3 Phase Input and a 200-240V Voltage Rating. It also has a Open(IP20) Enclosure Type and a Analog Signal Follower Model Type. | 99.4505
31040 | 160-AA12NSF1P1 | G | Allen-Bradley 160-AA12NSF1P1 Variable Speed Drive with a 3 Phase Input and a 200-240V Voltage Rating. It also has a Open(IP20) Enclosure Type and a Analog Signal Follower Model Type. | 99.4536
31041 | 160-AA18NPS1 | G | Allen-Bradley 160-AA18NPS1 Variable Speed Drive with a 3 Phase Input and a 200-240V Voltage Rating. It also has a Open(IP20) Enclosure Type and a Preset Speed Model Type. | 99.4186
31043 | 160-AA18NPS1P1 | G | Allen-Bradley 160-AA18NPS1P1 Variable Speed Drive with a 3 Phase Input and a 200-240V Voltage Rating. It also has a Open(IP20) Enclosure Type and a Preset Speed Model Type. | 96.83
31042 | 160-AA18NSF1 | G | Allen-Bradley 160-AA18NSF1 Variable Speed Drive with a 3 Phase Input and a 200-240V Voltage Rating. It also has a Open(IP20) Enclosure Type and a Analog Signal Follower Model Type. | 99.4505
31044 | 160-AA18NSF1P1 | G | Allen-Bradley 160-AA18NSF1P1 Variable Speed Drive with a 3 Phase Input and a 200-240V Voltage Rating. It also has a Open(IP20) Enclosure Type and a Analog Signal Follower Model Type. | 97.0027
31045 | 160-AA18PPS1 | G | Allen-Bradley 160-AA18PPS1 Variable Speed Drive with a 3 Phase Input and a 200-240V Voltage Rating. It also has a Chassis Mount(External Heatsink) Enclosure Type and a Preset Speed Model Type. | 97.1576
31046 | 160-BA01NPS1 | G | Allen-Bradley 160-BA01NPS1 Variable Speed Drive with a 3 Phase Input and a 380-460V Voltage Rating. It also has a Open(IP20) Enclosure Type and a Preset Speed Model Type. | 99.422
31048 | 160-BA01NPS1P1 | G | Allen-Bradley 160-BA01NPS1P1 Variable Speed Drive with a 3 Phase Input and a 380-460V Voltage Rating. It also has a Open(IP20) Enclosure Type and a Preset Speed Model Type. | 99.4253
31047 | 160-BA01NSF1 | G | Allen-Bradley 160-BA01NSF1 Variable Speed Drive with a 3 Phase Input and a 380-460V Voltage Rating. It also has a Open(IP20) Enclosure Type and a Analog Signal Follower Model Type. | 99.4536
31050 | 160-BA01NSF1B1 | G | Allen-Bradley 160-BA01NSF1B1 Variable Speed Drive with a 3 Phase Input and a 380-460V Voltage Rating. It also has a Open(IP20) Enclosure Type and a Analog Signal Follower Model Type. | 99.4565
31049 | 160-BA01NSF1P1 | G | Allen-Bradley 160-BA01NSF1P1 Variable Speed Drive with a 3 Phase Input and a 380-460V Voltage Rating. It also has a Open(IP20) Enclosure Type and a Analog Signal Follower Model Type. | 99.4565
31051 | 160-BA02NPS1 | G | Allen-Bradley 160-BA02NPS1 Variable Speed Drive with a 3 Phase Input and a 380-460V Voltage Rating. It also has a Open(IP20) Enclosure Type and a Preset Speed Model Type. | 99.422
31055 | 160-BA02NPS1P1 | G | Allen-Bradley 160-BA02NPS1P1 Variable Speed Drive with a 3 Phase Input and a 380-460V Voltage Rating. It also has a Open(IP20) Enclosure Type and a Preset Speed Model Type. | 99.4253
31052 | 160-BA02NSF1 | G | Allen-Bradley 160-BA02NSF1 Variable Speed Drive with a 3 Phase Input and a 380-460V Voltage Rating. It also has a Open(IP20) Enclosure Type and a Analog Signal Follower Model Type. | 99.4536
31056 | 160-BA02NSF1B1 | G | Allen-Bradley 160-BA02NSF1B1 Variable Speed Drive with a 3 Phase Input and a 380-460V Voltage Rating. It also has a Open(IP20) Enclosure Type and a Analog Signal Follower Model Type. | 99.4565
31057 | 160-BA02NSF1P1 | G | Allen-Bradley 160-BA02NSF1P1 Variable Speed Drive with a 3 Phase Input and a 380-460V Voltage Rating. It also has a Open(IP20) Enclosure Type and a Analog Signal Follower Model Type. | 99.4565
31054 | 160-BA02PPS1 | G | Allen-Bradley 160-BA02PPS1 Variable Speed Drive with a 3 Phase Input and a 380-460V Voltage Rating. It also has a Chassis Mount(External Heatsink) Enclosure Type and a Preset Speed Model Type. | 99.4872
31058 | 160-BA02PPS1P1 | G | Allen-Bradley 160-BA02PPS1P1 Variable Speed Drive with a 3 Phase Input and a 380-460V Voltage Rating. It also has a Chassis Mount(External Heatsink) Enclosure Type and a Preset Speed Model Type. | 99.4898
31053 | 160-BA02PSF1 | G | Allen-Bradley 160-BA02PSF1 Variable Speed Drive with a 3 Phase Input and a 380-460V Voltage Rating. It also has a Chassis Mount(External Heatsink) Enclosure Type and a Analog Signal Follower Model Type. | 99.5098
31059 | 160-BA03NPS1 | G | Allen-Bradley 160-BA03NPS1 Variable Speed Drive with a 3 Phase Input and a 380-460V Voltage Rating. It also has a Open(IP20) Enclosure Type and a Preset Speed Model Type. | 99.4186
31064 | 160-BA03NPS1P1 | G | The Allen Bradley 160-BA03NPS1P1 is an adjustable frequency AC drive that is part of the 160 SSC Variable Speed Controller. It has a rated Input voltage of 380-460 VAC, 3 Phase and input current of 2.8 amperes. This drive has 380-460 VAC, 3-Phase output, 2.3 amperes Current output and frequency range of 0-400 Hz. This drive is compatible for use in motor ratings of 0.75 KW or 1.0 HP. | 97.2763
31060 | 160-BA03NSF1 | G | The Allen Bradley 160-BA03NSF1 is an adjustable frequency AC drive that is part of the 160 SSC Variable Speed Controller. It has a rated Input voltage of 380-460 VAC, 3 Phase and input current of 2.8 amperes. This drive has 380-460 VAC, 3-Phase output, 2.3 amperes Current output and frequency range of 0-240 Hz. This drive is compatible for use in motor ratings of 0.75 KW or 1.0 HP. | 99.2228
31066 | 160-BA03NSF1B1 | G | Allen-Bradley 160-BA03NSF1B1 Variable Speed Drive with a 3 Phase Input and a 380-460V Voltage Rating. It also has a Open(IP20) Enclosure Type and a Analog Signal Follower Model Type. | 98.913
31065 | 160-BA03NSF1P1 | G | Allen-Bradley 160-BA03NSF1P1 Variable Speed Drive with a 3 Phase Input and a 380-460V Voltage Rating. It also has a Open(IP20) Enclosure Type and a Analog Signal Follower Model Type. | 99.4565
31061 | 160-BA03PPS1 | G | Allen-Bradley 160-BA03PPS1 Variable Speed Drive with a 3 Phase Input and a 380-460V Voltage Rating. It also has a Chassis Mount(External Heatsink) Enclosure Type and a Preset Speed Model Type. | 99.4872
31067 | 160-BA03PPS1P1 | G | Allen-Bradley 160-BA03PPS1P1 Variable Speed Drive with a 3 Phase Input and a 380-460V Voltage Rating. It also has a Chassis Mount(External Heatsink) Enclosure Type and a Preset Speed Model Type. | 98.9744
31062 | 160-BA03PSF1 | G | Allen-Bradley 160-BA03PSF1 Variable Speed Drive with a 3 Phase Input and a 380-460V Voltage Rating. It also has a Chassis Mount(External Heatsink) Enclosure Type and a Analog Signal Follower Model Type. | 99.5122
31068 | 160-BA03PSF1P1 | G | Allen-Bradley 160-BA03PSF1P1 Variable Speed Drive with a 3 Phase Input and a 380-460V Voltage Rating. It also has a Chassis Mount(External Heatsink) Enclosure Type and a Analog Signal Follower Model Type. | 99.5146
31063 | 160-BA03RPS1 | G | Allen-Bradley 160-BA03RPS1 Variable Speed Drive with a 3 Phase Input and a 380-460V Voltage Rating. It also has a Chassis Mount Replacement Enclosure Type and a Preset Speed Model Type. | 99.4652
31069 | 160-BA04NPS1 | G | Allen-Bradley 160-BA04NPS1 Variable Speed Drive with a 3 Phase Input and a 380-460V Voltage Rating. It also has a Open(IP20) Enclosure Type and a Preset Speed Model Type. | 99.422
31075 | 160-BA04NPS1P1 | G | Allen-Bradley 160-BA04NPS1P1 Variable Speed Drive with a 3 Phase Input and a 380-460V Voltage Rating. It also has a Open(IP20) Enclosure Type and a Preset Speed Model Type. | 99.4253
31070 | 160-BA04NSF1 | G | The Allen Bradley 160-BA04NSF1 is an adjustable frequency AC drive that is part of the 160 SSC Variable Speed Controller. It has a rated Input voltage of 380-460 VAC, 3 Phase and input current of 4.6 amperes. This drive has 380-460 VAC, 3-Phase output, 4.0 amperes Current output and frequency range of 0-240 Hz. This drive is compatible for use in motor ratings of 1.5 KW or 2.0 HP. | 98.1771
31076 | 160-BA04NSF1P1 | G | Allen-Bradley 160-BA04NSF1P1 Variable Speed Drive with a 3 Phase Input and a 380-460V Voltage Rating. It also has a Open(IP20) Enclosure Type and a Analog Signal Follower Model Type. | 99.4565
31071 | 160-BA04PPS1 | G | Allen-Bradley 160-BA04PPS1 Variable Speed Drive with a 3 Phase Input and a 380-460V Voltage Rating. It also has a Chassis Mount(External Heatsink) Enclosure Type and a Preset Speed Model Type. | 99.4845
31072 | 160-BA04PSF1 | G | Allen-Bradley 160-BA04PSF1 Variable Speed Drive with a 3 Phase Input and a 380-460V Voltage Rating. It also has a Chassis Mount(External Heatsink) Enclosure Type and a Analog Signal Follower Model Type. | 99.5122
31077 | 160-BA04PSF1P1 | G | Allen-Bradley 160-BA04PSF1P1 Variable Speed Drive with a 3 Phase Input and a 380-460V Voltage Rating. It also has a Chassis Mount(External Heatsink) Enclosure Type and a Analog Signal Follower Model Type. | 99.5146
31074 | 160-BA04RSF1 | G | Allen-Bradley 160-BA04RSF1 Variable Speed Drive with a 3 Phase Input and a 380-460V Voltage Rating. It also has a Chassis Mount Replacement Enclosure Type and a Analog Signal Follower Model Type. | 99.4924
31078 | 160-BA06LSF1 | G | Allen-Bradley 160-BA06LSF1 Variable Speed Drive with a 3 Phase Input and a 380-460V Voltage Rating. It also has a Low Profile Enclosure Type and a Analog Signal Follower Model Type. | 99.4565
31079 | 160-BA06NPS1 | G | Allen-Bradley 160-BA06NPS1 Variable Speed Drive with a 3 Phase Input and a 380-460V Voltage Rating. It also has a Open(IP20) Enclosure Type and a Preset Speed Model Type. | 99.4186
31084 | 160-BA06NPS1P1 | G | <p>Allen-Bradley 160-BA06NPS1P1 Variable Speed Drive with a 3 Phase Input and a 380-460V Voltage Rating. It also has a Open(IP20) Enclosure Type and a Preset Speed Model Type.</p> | 96.6102
31085 | 160-BA06NSF1P1 | G | Allen-Bradley 160-BA06NSF1P1 Variable Speed Drive with a 3 Phase Input and a 380-460V Voltage Rating. It also has a Open(IP20) Enclosure Type and a Analog Signal Follower Model Type. | 99.4565
31081 | 160-BA06PPS1 | G | Allen-Bradley 160-BA06PPS1 Variable Speed Drive with a 3 Phase Input and a 380-460V Voltage Rating. It also has a Chassis Mount(External Heatsink) Enclosure Type and a Preset Speed Model Type. | 99.4845
31082 | 160-BA06PSF1 | G | Allen-Bradley 160-BA06PSF1 Variable Speed Drive with a 3 Phase Input and a 380-460V Voltage Rating. It also has a Chassis Mount(External Heatsink) Enclosure Type and a Analog Signal Follower Model Type. | 99.5122
31086 | 160-BA06PSF1P1 | G | Allen-Bradley 160-BA06PSF1P1 Variable Speed Drive with a 3 Phase Input and a 380-460V Voltage Rating. It also has a Chassis Mount(External Heatsink) Enclosure Type and a Analog Signal Follower Model Type. | 99.0244
31087 | 160-BA10NPS1 | G | Allen-Bradley 160-BA10NPS1 Variable Speed Drive with a 3 Phase Input and a 380-460V Voltage Rating. It also has a Open(IP20) Enclosure Type and a Preset Speed Model Type. | 99.422
31088 | 160-BA10NSF1 | G | Allen-Bradley 160-BA10NSF1 Variable Speed Drive with a 3 Phase Input and a 380-460V Voltage Rating. It also has a Open(IP20) Enclosure Type and a Analog Signal Follower Model Type. | 99.4536
30997 | 160S-AA02NPS1 | G | Allen-Bradley 160S-AA02NPS1 Variable Speed Drive with a 1 Phase Input and a 200-240V Voltage Rating. It also has a Open(IP20) Enclosure Type and a Preset Speed Model Type. | 99.422
30999 | 160S-AA02NPS1P1 | G | Allen-Bradley 160S-AA02NPS1P1 Variable Speed Drive with a 1 Phase Input and a 200-240V Voltage Rating. It also has a Open(IP20) Enclosure Type and a Preset Speed Model Type. | 99.4253
30998 | 160S-AA02NSF1 | G | Allen-Bradley 160S-AA02NSF1 Variable Speed Drive with a 1 Phase Input and a 200-240V Voltage Rating. It also has a Open(IP20) Enclosure Type and a Analog Signal Follower Model Type. | 99.4536
31000 | 160S-AA02NSF1P1 | G | Allen-Bradley 160S-AA02NSF1P1 Variable Speed Drive with a 1 Phase Input and a 200-240V Voltage Rating. It also has a Open(IP20) Enclosure Type and a Analog Signal Follower Model Type. | 99.4565
31009 | 160S-AA03NPS1 | G | Allen-Bradley 160S-AA03NPS1 Variable Speed Drive with a 1 Phase Input and a 200-240V Voltage Rating. It also has a Open(IP20) Enclosure Type and a Preset Speed Model Type. | 99.4186
31010 | 160S-AA03NSF1 | G | Allen-Bradley 160S-AA03NSF1 Variable Speed Drive with a 1 Phase Input and a 200-240V Voltage Rating. It also has a Open(IP20) Enclosure Type and a Analog Signal Follower Model Type. | 99.4505
31012 | 160S-AA03NSF1P1 | G | <p>Allen-Bradley 160S-AA03NSF1P1 Variable Speed Drive with a 1 Phase Input and a 200-240V Voltage Rating. It also has a Open(IP20) Enclosure Type and a Analog Signal Follower Model Type.</p> | 97.0667
31011 | 160S-AA03PPS1 | G | Allen-Bradley 160S-AA03PPS1 Variable Speed Drive with a 1 Phase Input and a 200-240V Voltage Rating. It also has a Chassis Mount(External Heatsink) Enclosure Type and a Preset Speed Model Type. | 99.2248
31018 | 160S-AA04NPS1 | G | <p>Allen-Bradley 160S-AA04NPS1 Variable Speed Drive with a 1 Phase Input and a 200-240V Voltage Rating. It also has a Open(IP20) Enclosure Type and a Preset Speed Model Type.</p> | 96.8839
31021 | 160S-AA04NPS1P1 | G | Allen-Bradley 160S-AA04NPS1P1 Variable Speed Drive with a 1 Phase Input and a 200-240V Voltage Rating. It also has a Open(IP20) Enclosure Type and a Preset Speed Model Type. | 99.1354
31019 | 160S-AA04NSF1 | G | Allen-Bradley 160S-AA04NSF1 Variable Speed Drive with a 1 Phase Input and a 200-240V Voltage Rating. It also has a Open(IP20) Enclosure Type and a Analog Signal Follower Model Type. | 99.4536
31022 | 160S-AA04NSF1P1 | G | Allen-Bradley 160S-AA04NSF1P1 Variable Speed Drive with a 1 Phase Input and a 200-240V Voltage Rating. It also has a Open(IP20) Enclosure Type and a Analog Signal Follower Model Type. | 99.4565
31020 | 160S-AA04PSF1 | G | Allen-Bradley 160S-AA04PSF1 Variable Speed Drive with a 1 Phase Input and a 200-240V Voltage Rating. It also has a Chassis Mount(External Heatsink) Enclosure Type and a Analog Signal Follower Model Type. | 99.5122
31023 | 160S-AA04PSF1P1 | G | Allen-Bradley 160S-AA04PSF1P1 Variable Speed Drive with a 1 Phase Input and a 200-240V Voltage Rating. It also has a Chassis Mount(External Heatsink) Enclosure Type and a Analog Signal Follower Model Type. | 99.5146
31029 | 160S-AA08NPS1 | G | Allen-Bradley 160S-AA08NPS1 Variable Speed Drive with a 1 Phase Input and a 200-240V Voltage Rating. It also has a Open(IP20) Enclosure Type and a Preset Speed Model Type. | 99.1254
31030 | 160S-AA08NSF1 | G | Allen-Bradley 160S-AA08NSF1 Variable Speed Drive with a 1 Phase Input and a 200-240V Voltage Rating. It also has a Open(IP20) Enclosure Type and a Analog Signal Follower Model Type. | 99.4536
31031 | 160S-AA08NSF1P1 | G | Allen-Bradley 160S-AA08NSF1P1 Variable Speed Drive with a 1 Phase Input and a 200-240V Voltage Rating. It also has a Open(IP20) Enclosure Type and a Analog Signal Follower Model Type. | 99.1826
31032 | 160S-AA08PSF1P1 | G | Allen-Bradley 160S-AA08PSF1P1 Variable Speed Drive with a 1 Phase Input and a 200-240V Voltage Rating. It also has a Chassis Mount(External Heatsink) Enclosure Type and a Analog Signal Follower Model Type. | 96.6019
70950 | 161S-AA10NPK | G | <p>The 161S-AA10NPK Single-Phase AC Drive&nbsp;is a compact, adjustable frequency AC drive from Allen-Bradley/Rockwell Automation. It has 200-240 Volts AC of input voltage, 10 Amps of current,&nbsp;and 3 Horsepower of output.</p> | 96.1702
29568 | 2098-DSD-005-DN | G | <p>The Allen-Bradley 2098-DSD-005-DN Servo Drive has a 7.5 Amps (0-peak) Output Current (Intermittent), a 2.5 Amps (0-peak) Output Current (Continuous), and a 47-63 Hz Input Frequency (AC). It also has a 100-240 Voltage Root Means Square (Single Phase) Input Voltage (AC) and a 1410 ?F Bus Capacitance.</p> | 99.8374
29569 | 2098-DSD-005-SE | G | The Allen-Bradley 2098-DSD-005-SE Servo Drive has a 7.5 Amps (0-peak) Output Current (Intermittent), a 2.5 Amps (0-peak) Output Current (Continuous), and a 47-63 Hz Input Frequency (AC). It also has a 100-240 Voltage Root Means Square (Single Phase) Input Voltage (AC) and a 1410 ?F Bus Capacitance. | 99.4992
29563 | 2098-DSD-005X | G | The Allen-Bradley 2098-DSD-005X Servo Drive has a 7.5 Amps (0-peak) Output Current (Intermittent), a 2.5 Amps (0-peak) Output Current (Continuous), and a 47-63 Hz Input Frequency (AC). It also has a 100-240 Voltage Root Means Square (Single Phase) Input Voltage (AC) and a 1410 ?F Bus Capacitance. | 99.8325
29585 | 2098-DSD-005X-DN | G | <p>The Allen-Bradley 2098-DSD-005X-DN Servo Drive has a 7.5 Amps (0-peak) Output Current (Intermittent), a 2.5 Amps (0-peak) Output Current (Continuous), and a 47-63 Hz Input Frequency (AC). It also has a 100-240 Voltage Root Means Square (Single Phase) Input Voltage (AC) and a 1410 ?F Bus Capacitance.</p> | 97.6898
29554 | 2098-DSD-010 | G | The Allen-Bradley 2098-DSD-010is an Ultra 3000 Multi-Axis Digital Servi Drive. This Digital Servo Drive requires an input voltage of 100-240VAC rms, 1-Phase with frequency of 47-63 Hz. It has a continuous output power of 1kWwith Continuous Output Current 5A and Intermittent Output Current of 15A. | 95.1923
29570 | 2098-DSD-010-DN | G | The Allen-Bradley 2098-DSD-010-DN Servo Drive has a 15 Amps (0-peak) Output Current (Intermittent), a 5 Amps (0-peak) Output Current (Continuous), and a 47-63 Hz Input Frequency (AC). It also has a 100-240 Voltage Root Means Square (Single Phase) Input Voltage (AC) and a 1880 ?F Bus Capacitance. | 99.8325
29564 | 2098-DSD-010X | G | The Allen-Bradley 2098-DSD-010X is an Ultra 3000i Multi-Axis Digital Servo Drive with SERCOS interface. This Digital Servo Drive requires an input voltage of 100-240VAC rms, 1-Phase with frequency of 47-63 Hz. It has a continuous output power of 1kW with Continuous Output Current 5A and Intermittent Output Current of 15A. | 99.2296
29586 | 2098-DSD-010X-DN | G | The Allen-Bradley 2098-DSD-010X-DN Servo Drive has a 15 Amps (0-peak) Output Current (Intermittent), a 5 Amps (0-peak) Output Current (Continuous), and a 47-63 Hz Input Frequency (AC). It also has a 100-240 Voltage Root Means Square (Single Phase) Input Voltage (AC) and a 1880 ?F Bus Capacitance. | 98.4975
29572 | 2098-DSD-020-DN | G | The Allen-Bradley 2098-DSD-020-DN Servo Drive has a 30 Amps (0-peak) Output Current (Intermittent), a 10 Amps (0-peak) Output Current (Continuous), and a 47-63 Hz Input Frequency (AC). It also has a 100-240 Voltage Root Means Square (Single Phase) Input Voltage (AC) and a 1880 ?F Bus Capacitance. | 99.8331
29587 | 2098-DSD-020X-DN | G | The Allen-Bradley 2098-DSD-020X-DN Servo Drive has a 30 Amps (0-peak) Output Current (Intermittent), a 10 Amps (0-peak) Output Current (Continuous), and a 47-63 Hz Input Frequency (AC). It also has a 100-240 Voltage Root Means Square (Single Phase) Input Voltage (AC) and a 1880 ?F Bus Capacitance. | 96.6555
29556 | 2098-DSD-030 | G | <p>The Allen-Bradley 2098-DSD-030 Servo Drive has a 30 Amps (0-peak) Output Current (Intermittent), a 15 Amps (0-peak) Output Current (Continuous), and a 47-63 Hz Input Frequency (AC). It also has a 100-240 Voltage Root Means Square (Single Phase) Input Voltage (AC) and a 2370 ?F Bus Capacitance.</p> | 96.8801
60382 | 2098-DSD-030-DN | G | <p>The Allen-Bradley 2098-DSD-030-DN Digital Servo Drive operates with a 100-240V AC Input Voltage and a 47-63 Hz AC Input Frequency. It has a DeviceNet Interface and a 1.5 kW Continuous Power Output.</p> | 99.7567
29557 | 2098-DSD-075 | G | <p>The Allen-Bradley 2098-DSD-075 Servo Drive has a 75 Amps (0-peak) Output Current (Intermittent), a 35 Amps (0-peak) Output Current (Continuous), and a 47-63 Hz Input Frequency (AC). It also has a 100-240 Voltage Root Means Square (Three Phase) Input Voltage (AC) and a 4290 ?F Bus Capacitance.</p> | 97.1524
60383 | 2098-DSD-075-DN | G | <p>The Allen-Bradley 2098-DSD-075-DN Digital Servo Drive operates with a 100-240V AC Input Voltage and a 47-63 Hz AC Input Frequency. It has a DeviceNet Interface and a 3.75 kW Continuous Power Output.</p> | 98.2968
29575 | 2098-DSD-075-SE | G | The Allen-Bradley 2098-DSD-075-SE Servo Drive has a 75 Amps (0-peak) Output Current (Intermittent), a 35 Amps (0-peak) Output Current (Continuous), and a 47-63 Hz Input Frequency (AC). It also has a 230-480 Voltage Root Means Square (Three Phase) Input Voltage (AC) and a 4290 ?F Bus Capacitance. | 97.8224
29567 | 2098-DSD-075X | G | The Allen-Bradley 2098-DSD-075X Servo Drive has a 75 Amps (0-peak) Output Current (Intermittent), a 35 Amps (0-peak) Output Current (Continuous), and a 47-63 Hz Input Frequency (AC). It also has a 230-480 Voltage Root Means Square (Three Phase) Input Voltage (AC) and a 4290 ?F Bus Capacitance. | 99.3266
29558 | 2098-DSD-150 | G | The Allen-Bradley 2098-DSD-150 Servo Drive has a 150 Amps (0-peak) Output Current (Intermittent), a 65 Amps (0-peak) Output Current (Continuous), and a 47-63 Hz Input Frequency (AC). It also has a 230-480 Voltage Root Means Square (Three Phase) Input Voltage (AC) and a 7520 ?F Bus Capacitance. | 99.4958
60384 | 2098-DSD-150-DN | G | <p>The Allen-Bradley 2098-DSD-150-DN Digital Servo Drive operates with a 100-240V AC Input Voltage and a 47-63 Hz AC Input Frequency. It has a DeviceNet Interface and a 7.5 kW Continuous Power Output.</p> | 98.2968
29576 | 2098-DSD-150-SE | G | The Allen-Bradley 2098-DSD-150-SE Servo Drive has a 150 Amps (0-peak) Output Current (Intermittent), a 65 Amps (0-peak) Output Current (Continuous), and a 47-63 Hz Input Frequency (AC). It also has a 230-480 Voltage Root Means Square (Three Phase) Input Voltage (AC) and a 7520 ?F Bus Capacitance. | 97.3244
60380 | 2098-DSD-150X | G | <p>The Allen-Bradley 2098-DSD-150X Digital Servo Drive operates with a 100-240V AC Input Voltage and a 47-63 Hz AC Input Frequency. It has a Standard Interface and a 7.5 kW Continuous Power Output.</p> | 95.3317
29591 | 2098-DSD-HV030-DN | G | The Allen-Bradley 2098-DSD-HV030-DN Servo Drive has a 14 Amps (0-peak) Output Current (Intermittent), a 7 Amps (0-peak) Output Current (Continuous), and a 47-63 Hz Input Frequency (AC). It also has a 230-480 Voltage Root Means Square (Three Phase) Input Voltage (AC) and a 470 ?F Bus Capacitance. | 97.8224
29550 | 2098-DSD-HV030X-DN | G | The Allen-Bradley 2098-DSD-HV030X-DN Servo Drive has a 14 Amps (0-peak) Output Current (Intermittent), a 7 Amps (0-peak) Output Current (Continuous), and a 47-63 Hz Input Frequency (AC). It also has a 230-480 Voltage Root Means Square (Three Phase) Input Voltage (AC) and a 470 ?F Bus Capacitance. | 99.8325
29577 | 2098-DSD-HV050 | G | The Allen-Bradley 2098-DSD-HV050 Servo Drive has a 22 Amps (0-peak) Output Current (Intermittent), a 11 Amps (0-peak) Output Current (Continuous), and a 47-63 Hz Input Frequency (AC). It also has a 230-480 Voltage Root Means Square (Three Phase) Input Voltage (AC) and a 470 ?F Bus Capacitance. | 97.9798
29588 | 2098-DSD-HV050X | G | The Allen-Bradley 2098-DSD-HV050X is an Ultra 3000i Multi-Axis Digital Servo Drive with indexing capability. This Digital Servo Drive requires an input voltage of 230-480V rms, 3-Phase with frequency of 47-63 Hz. It has a continuous output power of 2.5 kW at 230VAC and 5.0 kW at 460VAC with Continuous Output Current 11 A and Intermittent Output Current of 22 A. | 95.4357
29549 | 2098-DSD-HV050X-DN | G | <p>The Allen-Bradley 2098-DSD-HV050X-DN Servo Drive has a 22 Amps (0-peak) Output Current (Intermittent), a 11 Amps (0-peak) Output Current (Continuous), and a 47-63 Hz Input Frequency (AC). It also has a 230-480 Voltage Root Means Square (Three Phase) Input Voltage (AC) and a 470 ?F Bus Capacitance.</p> | 97.6744
29578 | 2098-DSD-HV100 | G | The Allen-Bradley 2098-DSD-HV100 Servo Drive has a 46 Amps (0-peak) Output Current (Intermittent), a 23 Amps (0-peak) Output Current (Continuous), and a 47-63 Hz Input Frequency (AC). It also has a 230-480 Voltage Root Means Square (Three Phase) Input Voltage (AC) and a 705 ?F Bus Capacitance. | 99.4958
60385 | 2098-DSD-HV100-DN | G | <p>The Allen-Bradley 2098-DSD-HV100-DN Digital Servo Drive operates with a 230-480V AC Input Voltage and a 47-63 Hz AC Input Frequency. It has a DeviceNet Interface and a 5 kW Continuous Power Output.</p> | 96.837
29548 | 2098-DSD-HV100X-DN | G | <p>The Allen-Bradley 2098-DSD-HV100X-DN Servo Drive has a 46 Amps (0-peak) Output Current (Intermittent), a 23 Amps (0-peak) Output Current (Continuous), and a 47-63 Hz Input Frequency (AC). It also has a 230-480 Voltage Root Means Square (Three Phase) Input Voltage (AC) and a 705 ?F Bus Capacitance.</p> | 98.0392
29579 | 2098-DSD-HV150 | G | The Allen-Bradley 2098-DSD-HV150 is an Ultra 3000 Drive Module. This drive has an AC input voltage requirement of 230-480V rms, 3-phase along an input frequency of 47-63 Hz. It delivers an output current of 34 A and with continuous output power of 7.5 kW at 230VAC input and 15 kW at 460VAC input. | 97.4705
60375 | 2098-DSD-HV150-DN | G | <p>The Allen-Bradley 2098-DSD-HV150-DN Digital Servo Drive operates with a 230-480V AC Input Voltage and a 47-63 Hz AC Input Frequency. It has a DeviceNet Interface and a 7.5 kW Continuous Power Output.</p> | 99.759
29553 | 2098-DSD-HV150-SE | G | The Allen-Bradley 2098-DSD-HV150-SE is an Ultra 3000 Multi-Axis Digital Servo Drive with SERCOS interface. This Digital Servo Drive requires an input voltage of 230-480V rms, 3-Phase with frequency of 47-63 Hz. It has a continuous output power of7.5 kW at 230VAC and 15.0 kW at 460VAC with Continuous Output Current 34 A and Intermittent Output Current of 68 A. | 97.9196
29590 | 2098-DSD-HV150X | G | The Allen-Bradley 2098-DSD-HV150X Servo Drive has a 68 Amps (0-peak) Output Current (Intermittent), a 34 Amps (0-peak) Output Current (Continuous), and a 47-63 Hz Input Frequency (AC). It also has a 230-480 Voltage Root Means Square (Three Phase) Input Voltage (AC) and a 940 ?F Bus Capacitance. | 97.651
60376 | 2098-DSD-HV150X-DN | G | <p>The Allen-Bradley 2098-DSD-HV150X-DN Digital Servo Drive operates with a 230-480V AC Input Voltage and a 47-63 Hz AC Input Frequency. It has a DeviceNet Interface and a 7.5 kW Continuous Power Output.</p> | 98.7893
60379 | 2098-DSD-HV220-dn | G | <p>The Allen-Bradley 2098-DSD-HV220-dn Digital Servo Drive operates with a 230-480V AC Input Voltage and a 47-63 Hz AC Input Frequency. It has a DeviceNet Interface and a 11 kW Continuous Power Output.</p> | 97.3236
29552 | 2098-DSD-HV220-SE | G | The Allen-Bradley 2098-DSD-HV220-SE Servo Drive has a 94 Amps (0-peak) Output Current (Intermittent), a 47 Amps (0-peak) Output Current (Continuous), and a 47-63 Hz Input Frequency (AC). It also has a 230-480 Voltage Root Means Square (Three Phase) Input Voltage (AC) and a 1880 ?F Bus Capacitance. | 97.4958
60377 | 2098-DSD-HV220X | G | <p>The Allen-Bradley 2098-DSD-HV220X Digital Servo Drive operates with a 230-480V AC Input Voltage and a 47-63 Hz AC Input Frequency. It has a Standard Interface and a 11 kW Continuous Power Output.</p> | 95.8025
60378 | 2098-DSD-HV220X-DN | G | <p>The Allen-Bradley 2098-DSD-HV220X-DN Digital Servo Drive operates with a 230-480V AC Input Voltage and a 47-63 Hz AC Input Frequency. It has a DeviceNet Interface and a 11 kW Continuous Power Output.</p> | 98.7893
29559 | 2098-IPD-005 | G | The Allen-Bradley 2098-IPD-005 Servo Drive has a 2.5 Amps (0-peak) Output Current (Continuous) and a 47-63 Hz Input Frequency (AC). It also has a 100-240 Voltage Root Means Square (Single Phase) Input Voltage (AC). | 95.4545
29636 | 2098-IPD-005-DN | G | The Allen-Bradley 2098-IPD-005-DN Ultra5000 has an Input Voltage (AC) of 100-240 Voltage Root Means Square (Single Phase), an Input Frequency (AC) of 47-63 Hz, a Nominal Input Current (AC) of 5 Amps Root Means Square, and an Output Current (Continuous) of 2.5 Amps (0-peak). | 96.8921
29560 | 2098-IPD-010 | G | The Allen-Bradley 2098-IPD-010 is an Ultra 5000 Intelligent positioning drives. This Digital Servo Drive requires an input voltage of 100-240VAC rms, 1-Phase with frequency of 47-63 Hz. It has a continuous output power of .25 kW at 115VAC and 0.5 kW at 230VAC with Continuous Output Current 2.5AA and Output peak Current of 7.5 A. | 99.5489
29640 | 2098-IPD-075 | G | The Allen-Bradley 2098-IPD-075 Ultra5000 has an Input Voltage (AC) of 100-240 Voltage Root Means Square (Three Phase), an Input Frequency (AC) of 47-63 Hz, a Nominal Input Current (AC) of 30 Amps Root Means Square, and an Output Current (Continuous) of 35 Amps (0-peak). | 99.4475
29641 | 2098-IPD-075-DN | G | The Allen-Bradley 2098-IPD-075-DN Ultra5000 has an Input Voltage (AC) of 100-240 Voltage Root Means Square (Three Phase), an Input Frequency (AC) of 47-63 Hz, a Nominal Input Current (AC) of 30 Amps Root Means Square, and an Output Current (Continuous) of 35 Amps (0-peak). | 98.1685
29642 | 2098-IPD-150 | G | The Allen-Bradley 2098-IPD-150 Ultra5000 has an Input Voltage (AC) of 100-240 Voltage Root Means Square (Three Phase), an Input Frequency (AC) of 47-63 Hz, a Nominal Input Current (AC) of 46 Amps Root Means Square, and an Output Current (Continuous) of 65 Amps (0-peak). | 99.4475
29643 | 2098-IPD-150-DN | G | The Allen-Bradley 2098-IPD-150-DN Ultra5000 has an Input Voltage (AC) of 100-240 Voltage Root Means Square (Three Phase), an Input Frequency (AC) of 47-63 Hz, a Nominal Input Current (AC) of 46 Amps Root Means Square, and an Output Current (Continuous) of 65 Amps (0-peak). | 97.0803
29582 | 2098-IPD-HV030 | G | The Allen-Bradley 2098IPDHV030 Servo Drive has a 14 Amps (0-peak) Output Current (Intermittent), a 7 Amps (0-peak) Output Current (Continuous), and a 47-63 Hz Input Frequency (AC). It also has a 230-480 Voltage Root Means Square (Three Phase) Input Voltage (AC). | 98.3051
29644 | 2098-IPD-HV030-DN | G | The Allen-Bradley 2098-IPD-HV030-DN Ultra5000 has an Input Voltage (AC) of 230-480 Voltage Root Means Square (Three Phase), an Input Frequency (AC) of 47-63 Hz, a Nominal Input Current (AC) of 4 Amps Root Means Square, and an Output Current (Continuous) of 7 Amps (0-peak). | 98.5401
29583 | 2098-IPD-HV050 | G | The Allen-Bradley 2098IPDHV050 Servo Drive has a 22 Amps (0-peak) Output Current (Intermittent), a 11 Amps (0-peak) Output Current (Continuous), and a 47-63 Hz Input Frequency (AC). It also has a 230-480 Voltage Root Means Square (Three Phase) Input Voltage (AC). | 97.7444
29551 | 2098-IPD-HV050-DN | G | The Allen-Bradley 2098-IPD-HV050-DN Servo Drive has a 22 Amps (0-peak) Output Current (Intermittent), a 11 Amps (0-peak) Output Current (Continuous), and a 47-63 Hz Input Frequency (AC). It also has a 230-480 Voltage Root Means Square (Three Phase) Input Voltage (AC). | 99.0654
29645 | 2098-IPD-HV150 | G | The Allen-Bradley 2098-IPD-HV150 Ultra5000 has an Input Voltage (AC) of 230-480 Voltage Root Means Square (Three Phase), an Input Frequency (AC) of 47-63 Hz, a Nominal Input Current (AC) of 20 Amps Root Means Square, and an Output Current (Continuous) of 34 Amps (0-peak). | 99.4516
29646 | 2098-IPD-HV150-DN | G | The Allen-Bradley 2098-IPD-HV150-DN Ultra5000 has an Input Voltage (AC) of 230-480 Voltage Root Means Square (Three Phase), an Input Frequency (AC) of 47-63 Hz, a Nominal Input Current (AC) of 20 Amps Root Means Square, and an Output Current (Continuous) of 34 Amps (0-peak). | 98.5455
29647 | 2098-IPD-HV220 | G | The Allen-Bradley 2098-IPD-HV220 Ultra5000 has an Input Voltage (AC) of 230-480 Voltage Root Means Square (Three Phase), an Input Frequency (AC) of 47-63 Hz, a Nominal Input Current (AC) of 28 Amps Root Means Square, and an Output Current (Continuous) of 47 Amps (0-peak). | 99.4516
70200 | 20AB015A0AYNACC0 | G | This Allen Bradley PowerFlex 70 is a 4.0 (5.0) kW(Hp) AC Drive. This PF 70 comes with Enhanced Control, a Blank Cover, and w/Brake. This AB VFD is Frame size C and powered with 240V AC 3 Phase and 3 Amps. | 98.0488
70199 | 20AB015A0AYNADC0 | G | This Allen Bradley PowerFlex 70 is a 4.0 (5.0) kW(Hp) AC Drive. This PF 70 comes with Enhanced Control, a Blank Cover, and w/Brake. This AB VFD is Frame size C and powered with 240V AC 3 Phase and 3 Amps. | 100
70198 | 20AB015A0AYNAEC0 | G | This Allen Bradley PowerFlex 70 is a 4.0 (5.0) kW(Hp) AC Drive. This PF 70 comes with Enhanced Control, a Blank Cover, and w/Brake. This AB VFD is Frame size C and powered with 240V AC 3 Phase and 3 Amps. | 100
69198 | 20AB015A0AYNANC0 | G | This Allen Bradley PowerFlex 70 is a 4.0 (5.0) kW(Hp) AC Drive. This PF 70 comes with Enhanced Control, a Blank Cover, and w/Brake. This AB VFD is Frame size C and powered with 240V AC 3 Phase and 3 Amps. | 100
70220 | 20AB015A3AYNACNN | G | This Allen Bradley PowerFlex 70 is a 4.0 (5.0) kW(Hp) AC Drive. This PF 70 comes with Standard Control, a Full Numeric LCD, and w/Brake. This AB VFD is Frame size C and powered with 240V AC 3 Phase and 3 Amps. | 100
70255 | 20AB015A3AYNANC0 | G | This Allen Bradley PowerFlex 70 is a 4.0 (5.0) kW(Hp) AC Drive. This PF 70 comes with Enhanced Control, a Full Numeric LCD, and w/Brake. This AB VFD is Frame size C and powered with 240V AC 3 Phase and 3 Amps. |  | 2
70228 | 20AB015A3AYNANNN | G | This Allen Bradley PowerFlex 70 is a 4.0 (5.0) kW(Hp) AC Drive. This PF 70 comes with Standard Control, a Full Numeric LCD, and w/Brake. This AB VFD is Frame size C and powered with 240V AC 3 Phase and 3 Amps. | 100
69197 | 20AB015C3AYNANC0 | G | This Allen Bradley PowerFlex 70 is a 4.0 (5.0) kW(Hp) AC Drive. This PF 70 comes with Enhanced Control, a Full Numeric LCD, and w/Brake. This AB VFD is Frame size C and powered with 240V AC 3 Phase and 3 Amps. | 100
70254 | 20AB015C3AYNANNN | G | This Allen Bradley PowerFlex 70 is a 4.0 (5.0) kW(Hp) AC Drive. This PF 70 comes with Standard Control, a Full Numeric LCD, and w/Brake. This AB VFD is Frame size C and powered with 240V AC 3 Phase and 3 Amps. | 97.619
70253 | 20AB015C3AYYANNN | G | This Allen Bradley PowerFlex 70 is a 4.0 (5.0) kW(Hp) AC Drive. This PF 70 comes with Standard Control, a Full Numeric LCD, and w/Brake. This AB VFD is Frame size C and powered with 240V AC 3 Phase and 3 Amps. | 100
69183 | 20AB015F0AYNANC0 | G | This Allen Bradley PowerFlex 70 is a 4.0 (5.0) kW(Hp) AC Drive. This PF 70 comes with Enhanced Control, a Blank Cover, and w/Brake. This AB VFD is Frame size C and powered with 240V AC 3 Phase and 3 Amps. | 100
69182 | 20AB022A0AYNANC0 | G | This Allen Bradley PowerFlex 70 is a 5.5 (7.5) kW(Hp) AC Drive. This PF 70 comes with Enhanced Control, a Blank Cover, and w/Brake. This AB VFD is Frame size D and powered with 240V AC 3 Phase and 3 Amps. | 98.7835
70252 | 20AB022A3AYNAENN | G | This Allen Bradley PowerFlex 70 is a 5.5 (7.5) kW(Hp) AC Drive. This PF 70 comes with Standard Control, a Full Numeric LCD, and w/Brake. This AB VFD is Frame size D and powered with 240V AC 3 Phase and 3 Amps. | 96.4371
70219 | 20AB022A3AYNANNN | G | This Allen Bradley PowerFlex 70 is a 5.5 (7.5) kW(Hp) AC Drive. This PF 70 comes with Standard Control, a Full Numeric LCD, and w/Brake. This AB VFD is Frame size D and powered with 240V AC 3 Phase and 3 Amps. | 100
70202 | 20AB022A3AYYANG0 | G | This Allen Bradley PowerFlex 70 is a 5.5 (7.5) kW(Hp) AC Drive. This PF 70 comes with Enhanced Control, a Full Numeric LCD, and w/Brake. This AB VFD is Frame size D and powered with 240V AC 3 Phase and 3 Amps. | 98.0952
70251 | 20AB022A4AYNARNN | G | This Allen Bradley PowerFlex 70 is a 5.5 (7.5) kW(Hp) AC Drive. This PF 70 comes with Standard Control, a Blank Cover, and w/Brake. This AB VFD is Frame size D and powered with 240V AC 3 Phase and 3 Amps. | 96.3504
69181 | 20AB022C3AYNANC0 | G | This Allen Bradley PowerFlex 70 is a 5.5 (7.5) kW(Hp) AC Drive. This PF 70 comes with Enhanced Control, a Full Numeric LCD, and w/Brake. This AB VFD is Frame size D and powered with 240V AC 3 Phase and 3 Amps. | 100
70225 | 20AB022C3AYNANNN | G | This Allen Bradley PowerFlex 70 is a 5.5 (7.5) kW(Hp) AC Drive. This PF 70 comes with Standard Control, a Full Numeric LCD, and w/Brake. This AB VFD is Frame size D and powered with 240V AC 3 Phase and 3 Amps. | 100
70250 | 20AB022C3AYYANNN | G | This Allen Bradley PowerFlex 70 is a 5.5 (7.5) kW(Hp) AC Drive. This PF 70 comes with Standard Control, a Full Numeric LCD, and w/Brake. This AB VFD is Frame size D and powered with 240V AC 3 Phase and 3 Amps. | 100
69180 | 20AB022F0AYNANC0 | G | This Allen Bradley PowerFlex 70 is a 5.5 (7.5) kW(Hp) AC Drive. This PF 70 comes with Enhanced Control, a Blank Cover, and w/Brake. This AB VFD is Frame size D and powered with 240V AC 3 Phase and 3 Amps. | 100
69179 | 20AB028A0AYNANC0 | G | This Allen Bradley PowerFlex 70 is a 7.5 (10) kW(Hp) AC Drive. This PF 70 comes with Enhanced Control, a Blank Cover, and w/Brake. This AB VFD is Frame size D and powered with 240V AC 3 Phase and 3 Amps. | 99.0196
70218 | 20AB028A0AYNANNN | G | This Allen Bradley PowerFlex 70 is a 7.5 (10) kW(Hp) AC Drive. This PF 70 comes with Standard Control, a Blank Cover, and w/Brake. This AB VFD is Frame size D and powered with 240V AC 3 Phase and 3 Amps. | 98.5366
70212 | 20AB028A3AYNANC0 | G | This Allen Bradley PowerFlex 70 is a 7.5 (10) kW(Hp) AC Drive. This PF 70 comes with Enhanced Control, a Full Numeric LCD, and w/Brake. This AB VFD is Frame size D and powered with 240V AC 3 Phase and 3 Amps. | 98.5714
69178 | 20AB028C3AYNANC0 | G | This Allen Bradley PowerFlex 70 is a 7.5 (10) kW(Hp) AC Drive. This PF 70 comes with Enhanced Control, a Full Numeric LCD, and w/Brake. This AB VFD is Frame size D and powered with 240V AC 3 Phase and 3 Amps. | 100
69177 | 20AB028F0AYNANC0 | G | This Allen Bradley PowerFlex 70 is a 7.5 (10) kW(Hp) AC Drive. This PF 70 comes with Enhanced Control, a Blank Cover, and w/Brake. This AB VFD is Frame size D and powered with 240V AC 3 Phase and 3 Amps. | 100
69176 | 20AB042A0AYNANC0 | G | This Allen Bradley PowerFlex 70 is a 11 (15) kW(Hp) AC Drive. This PF 70 comes with Enhanced Control, a Blank Cover, and w/Brake. This AB VFD is Frame size D and powered with 240V AC 3 Phase and 3 Amps. | 99.5074
70249 | 20AB042A3AYNANC0 | G | This Allen Bradley PowerFlex 70 is a 11 (15) kW(Hp) AC Drive. This PF 70 comes with Enhanced Control, a Full Numeric LCD, and w/Brake. This AB VFD is Frame size D and powered with 240V AC 3 Phase and 3 Amps. | 97.6077
69175 | 20AB042C3AYNANC0 | G | This Allen Bradley PowerFlex 70 is a 11 (15) kW(Hp) AC Drive. This PF 70 comes with Enhanced Control, a Full Numeric LCD, and w/Brake. This AB VFD is Frame size D and powered with 240V AC 3 Phase and 3 Amps. | 100
69174 | 20AB042F0AYNANC0 | G | This Allen Bradley PowerFlex 70 is a 11 (15) kW(Hp) AC Drive. This PF 70 comes with Enhanced Control, a Blank Cover, and w/Brake. This AB VFD is Frame size D and powered with 240V AC 3 Phase and 3 Amps. | 100
69173 | 20AB054A0AYNANC0 | G | This Allen Bradley PowerFlex 70 is a 15 (20) kW(Hp) AC Drive. This PF 70 comes with Enhanced Control, a Blank Cover, and w/Brake. This AB VFD is Frame size E and powered with 240V AC 3 Phase and 3 Amps. | 99.0196
69172 | 20AB054C3AYNANC0 | G | This Allen Bradley PowerFlex 70 is a 15 (20) kW(Hp) AC Drive. This PF 70 comes with Enhanced Control, a Full Numeric LCD, and w/Brake. This AB VFD is Frame size E and powered with 240V AC 3 Phase and 3 Amps. | 99.0431
69171 | 20AB054F0AYNANC0 | G | This Allen Bradley PowerFlex 70 is a 15 (20) kW(Hp) AC Drive. This PF 70 comes with Enhanced Control, a Blank Cover, and w/Brake. This AB VFD is Frame size E and powered with 240V AC 3 Phase and 3 Amps. | 100
69170 | 20AB054G3AYNANC0 | G | This Allen Bradley PowerFlex 70 is a 15 (20) kW(Hp) AC Drive. This PF 70 comes with Enhanced Control, a Full Numeric LCD, and w/Brake. This AB VFD is Frame size E and powered with 240V AC 3 Phase and 3 Amps. | 100
69169 | 20AB070A0AYNANC0 | G | This Allen Bradley PowerFlex 70 is a 18.5 (25) kW(Hp) AC Drive. This PF 70 comes with Enhanced Control, a Blank Cover, and w/Brake. This AB VFD is Frame size E and powered with 240V AC 3 Phase and 3 Amps. | 99.0244
69168 | 20AB070C3AYNANC0 | G | This Allen Bradley PowerFlex 70 is a 18.5 (25) kW(Hp) AC Drive. This PF 70 comes with Enhanced Control, a Full Numeric LCD, and w/Brake. This AB VFD is Frame size E and powered with 240V AC 3 Phase and 3 Amps. | 99.0476
69167 | 20AB070F0AYNANC0 | G | This Allen Bradley PowerFlex 70 is a 18.5 (25) kW(Hp) AC Drive. This PF 70 comes with Enhanced Control, a Blank Cover, and w/Brake. This AB VFD is Frame size E and powered with 240V AC 3 Phase and 3 Amps. | 100
69166 | 20AB070G3AYNANC0 | G | This Allen Bradley PowerFlex 70 is a 18.5 (25) kW(Hp) AC Drive. This PF 70 comes with Enhanced Control, a Full Numeric LCD, and w/Brake. This AB VFD is Frame size E and powered with 240V AC 3 Phase and 3 Amps. | 100
69165 | 20AB2P2A0AYNANC0 | G | This Allen Bradley PowerFlex 70 is a 0.37 (0.5) kW(Hp) AC Drive. This PF 70 comes with Enhanced Control, a Blank Cover, and w/Brake. This AB VFD is Frame size A and powered with 240V AC 3 Phase and 3 Amps. | 100
69164 | 20AB2P2A0AYNNNC0 | G | This Allen Bradley PowerFlex 70 is a 0.37 (0.5) kW(Hp) AC Drive. This PF 70 comes with Enhanced Control, a Blank Cover, and w/Brake. This AB VFD is Frame size A and powered with 240V AC 3 Phase and 3 Amps. | 100
70248 | 20AB2P2A0AYNNNG1 | G | This Allen Bradley PowerFlex 70 is a 0.37 (0.5) kW(Hp) AC Drive. This PF 70 comes with Enhanced Control, a Blank Cover, and w/Brake. This AB VFD is Frame size A and powered with 240V AC 3 Phase and 3 Amps. | 95.1456
70208 | 20AB2P2A0AYNNNNN | G | This Allen Bradley PowerFlex 70 is a 0.37 (0.5) kW(Hp) AC Drive. This PF 70 comes with Standard Control, a Blank Cover, and w/Brake. This AB VFD is Frame size A and powered with 240V AC 3 Phase and 3 Amps. | 98.5437
70221 | 20AB2P2A3AYNAEG0 | G | This Allen Bradley PowerFlex 70 is a 0.37 (0.5) kW(Hp) AC Drive. This PF 70 comes with Enhanced Control, a Full Numeric LCD, and w/Brake. This AB VFD is Frame size A and powered with 240V AC 3 Phase and 3 Amps. | 100
70227 | 20AB2P2A3AYNNCNN | G | This Allen Bradley PowerFlex 70 is a 0.37 (0.5) kW(Hp) AC Drive. This PF 70 comes with Standard Control, a Full Numeric LCD, and w/Brake. This AB VFD is Frame size A and powered with 240V AC 3 Phase and 3 Amps. | 100
70247 | 20AB2P2A3AYNNDNN | G | This Allen Bradley PowerFlex 70 is a 0.37 (0.5) kW(Hp) AC Drive. This PF 70 comes with Standard Control, a Full Numeric LCD, and w/Brake. This AB VFD is Frame size A and powered with 240V AC 3 Phase and 3 Amps. | 97.6303
70205 | 20AB2P2A3AYNNEC0 | G | This Allen Bradley PowerFlex 70 is a 0.37 (0.5) kW(Hp) AC Drive. This PF 70 comes with Enhanced Control, a Full Numeric LCD, and w/Brake. This AB VFD is Frame size A and powered with 240V AC 3 Phase and 3 Amps. | 100
70204 | 20AB2P2A3AYNNNC0 | G | This Allen Bradley PowerFlex 70 is a 0.37 (0.5) kW(Hp) AC Drive. This PF 70 comes with Enhanced Control, a Full Numeric LCD, and w/Brake. This AB VFD is Frame size A and powered with 240V AC 3 Phase and 3 Amps. | 100
70214 | 20AB2P2A3AYYNCNN | G | This Allen Bradley PowerFlex 70 is a 0.37 (0.5) kW(Hp) AC Drive. This PF 70 comes with Standard Control, a Full Numeric LCD, and w/Brake. This AB VFD is Frame size A and powered with 240V AC 3 Phase and 3 Amps. | 100
70203 | 20AB2P2C0AYNNNC0 | G | This Allen Bradley PowerFlex 70 is a 0.37 (0.5) kW(Hp) AC Drive. This PF 70 comes with Enhanced Control, a Blank Cover, and w/Brake. This AB VFD is Frame size A and powered with 240V AC 3 Phase and 3 Amps. | 100
70246 | 20AB2P2C3AYNAEC0 | G | This Allen Bradley PowerFlex 70 is a 0.37 (0.5) kW(Hp) AC Drive. This PF 70 comes with Enhanced Control, a Full Numeric LCD, and w/Brake. This AB VFD is Frame size A and powered with 240V AC 3 Phase and 3 Amps. | 97.6303
69163 | 20AB2P2C3AYNANC0 | G | This Allen Bradley PowerFlex 70 is a 0.37 (0.5) kW(Hp) AC Drive. This PF 70 comes with Enhanced Control, a Full Numeric LCD, and w/Brake. This AB VFD is Frame size A and powered with 240V AC 3 Phase and 3 Amps. | 100
70217 | 20AB2P2C3AYNNDC0 | G | This Allen Bradley PowerFlex 70 is a 0.37 (0.5) kW(Hp) AC Drive. This PF 70 comes with Enhanced Control, a Full Numeric LCD, and w/Brake. This AB VFD is Frame size A and powered with 240V AC 3 Phase and 3 Amps. | 100
69162 | 20AB2P2C3AYNNNC0 | G | This Allen Bradley PowerFlex 70 is a 0.37 (0.5) kW(Hp) AC Drive. This PF 70 comes with Enhanced Control, a Full Numeric LCD, and w/Brake. This AB VFD is Frame size A and powered with 240V AC 3 Phase and 3 Amps. | 100
70245 | 20AB2P2C3AYNNNC1 | G | This Allen Bradley PowerFlex 70 is a 0.37 (0.5) kW(Hp) AC Drive. This PF 70 comes with Enhanced Control, a Full Numeric LCD, and w/Brake. This AB VFD is Frame size A and powered with 240V AC 3 Phase and 3 Amps. | 100
70244 | 20AB2P2C3AYNNNNN | G | This Allen Bradley PowerFlex 70 is a 0.37 (0.5) kW(Hp) AC Drive. This PF 70 comes with Standard Control, a Full Numeric LCD, and w/Brake. This AB VFD is Frame size A and powered with 240V AC 3 Phase and 3 Amps. | 100
69161 | 20AB2P2F0AYNANC0 | G | This Allen Bradley PowerFlex 70 is a 0.37 (0.5) kW(Hp) AC Drive. This PF 70 comes with Enhanced Control, a Blank Cover, and w/Brake. This AB VFD is Frame size A and powered with 240V AC 3 Phase and 3 Amps. | 100
69160 | 20AB2P2F0AYNNNC0 | G | This Allen Bradley PowerFlex 70 is a 0.37 (0.5) kW(Hp) AC Drive. This PF 70 comes with Enhanced Control, a Blank Cover, and w/Brake. This AB VFD is Frame size A and powered with 240V AC 3 Phase and 3 Amps. | 100
69196 | 20AB4P2A0AYNANC0 | G | This Allen Bradley PowerFlex 70 is a 0.75 (1.0) kW(Hp) AC Drive. This PF 70 comes with Enhanced Control, a Blank Cover, and w/Brake. This AB VFD is Frame size A and powered with 240V AC 3 Phase and 3 Amps. | 100
70226 | 20AB4P2A0AYNANNN | G | This Allen Bradley PowerFlex 70 is a 0.75 (1.0) kW(Hp) AC Drive. This PF 70 comes with Standard Control, a Blank Cover, and w/Brake. This AB VFD is Frame size A and powered with 240V AC 3 Phase and 3 Amps. | 100
69159 | 20AB4P2A0AYNNNC0 | G | This Allen Bradley PowerFlex 70 is a 0.75 (1.0) kW(Hp) AC Drive. This PF 70 comes with Enhanced Control, a Blank Cover, and w/Brake. This AB VFD is Frame size A and powered with 240V AC 3 Phase and 3 Amps. | 100
70216 | 20AB4P2A0AYNNNNN | G | This Allen Bradley PowerFlex 70 is a 0.75 (1.0) kW(Hp) AC Drive. This PF 70 comes with Standard Control, a Blank Cover, and w/Brake. This AB VFD is Frame size A and powered with 240V AC 3 Phase and 3 Amps. | 100
70201 | 20AB4P2A1AYNNNNN | G | This Allen Bradley PowerFlex 70 is a 0.75 (1.0) kW(Hp) AC Drive. This PF 70 comes with Standard Control, a Blank Cover, and w/Brake. This AB VFD is Frame size A and powered with 240V AC 3 Phase and 3 Amps. | 100
70243 | 20AB4P2A1AYYNDNN | G | This Allen Bradley PowerFlex 70 is a 0.75 (1.0) kW(Hp) AC Drive. This PF 70 comes with Standard Control, a Blank Cover, and w/Brake. This AB VFD is Frame size A and powered with 240V AC 3 Phase and 3 Amps. | 97.8102
70242 | 20AB4P2A2AYNADG0 | G | This Allen Bradley PowerFlex 70 is a 0.75 (1.0) kW(Hp) AC Drive. This PF 70 comes with Enhanced Control, a Blank Cover, and w/Brake. This AB VFD is Frame size A and powered with 240V AC 3 Phase and 3 Amps. | 98.5437
70213 | 20AB4P2A2AYNNNNN | G | This Allen Bradley PowerFlex 70 is a 0.75 (1.0) kW(Hp) AC Drive. This PF 70 comes with Standard Control, a Blank Cover, and w/Brake. This AB VFD is Frame size A and powered with 240V AC 3 Phase and 3 Amps. | 100
70209 | 20AB4P2A2AYNNRNN | G | This Allen Bradley PowerFlex 70 is a 0.75 (1.0) kW(Hp) AC Drive. This PF 70 comes with Standard Control, a Blank Cover, and w/Brake. This AB VFD is Frame size A and powered with 240V AC 3 Phase and 3 Amps. | 100
70241 | 20AB4P2A3AYNANC0 | G | This Allen Bradley PowerFlex 70 is a 0.75 (1.0) kW(Hp) AC Drive. This PF 70 comes with Enhanced Control, a Full Numeric LCD, and w/Brake. This AB VFD is Frame size A and powered with 240V AC 3 Phase and 3 Amps. | 98.5782
70215 | 20AB4P2A3AYNANNN | G | This Allen Bradley PowerFlex 70 is a 0.75 (1.0) kW(Hp) AC Drive. This PF 70 comes with Standard Control, a Full Numeric LCD, and w/Brake. This AB VFD is Frame size A and powered with 240V AC 3 Phase and 3 Amps. | 100
70223 | 20AB4P2A3AYNNCG0 | G | This Allen Bradley PowerFlex 70 is a 0.75 (1.0) kW(Hp) AC Drive. This PF 70 comes with Enhanced Control, a Full Numeric LCD, and w/Brake. This AB VFD is Frame size A and powered with 240V AC 3 Phase and 3 Amps. | 100
70240 | 20AB4P2A3AYNNNC0 | G | This Allen Bradley PowerFlex 70 is a 0.75 (1.0) kW(Hp) AC Drive. This PF 70 comes with Enhanced Control, a Full Numeric LCD, and w/Brake. This AB VFD is Frame size A and powered with 240V AC 3 Phase and 3 Amps. | 100
70230 | 20AB4P2A3AYNNNNN | G | This Allen Bradley PowerFlex 70 is a 0.75 (1.0) kW(Hp) AC Drive. This PF 70 comes with Standard Control, a Full Numeric LCD, and w/Brake. This AB VFD is Frame size A and powered with 240V AC 3 Phase and 3 Amps. | 100
70239 | 20AB4P2A3NYNNNNN | G | This Allen Bradley PowerFlex 70 is a 0.75 (1.0) kW(Hp) AC Drive. This PF 70 comes with Standard Control, a Full Numeric LCD, and w/Brake. This AB VFD is Frame size A and powered with 240V AC 3 Phase and 3 Amps. | 98.5782
69158 | 20AB4P2C3AYNANC0 | G | This Allen Bradley PowerFlex 70 is a 0.75 (1.0) kW(Hp) AC Drive. This PF 70 comes with Enhanced Control, a Full Numeric LCD, and w/Brake. This AB VFD is Frame size A and powered with 240V AC 3 Phase and 3 Amps. | 100
69157 | 20AB4P2C3AYNNNC0 | G | This Allen Bradley PowerFlex 70 is a 0.75 (1.0) kW(Hp) AC Drive. This PF 70 comes with Enhanced Control, a Full Numeric LCD, and w/Brake. This AB VFD is Frame size A and powered with 240V AC 3 Phase and 3 Amps. | 100
69156 | 20AB4P2F0AYNANC0 | G | This Allen Bradley PowerFlex 70 is a 0.75 (1.0) kW(Hp) AC Drive. This PF 70 comes with Enhanced Control, a Blank Cover, and w/Brake. This AB VFD is Frame size A and powered with 240V AC 3 Phase and 3 Amps. | 100
69155 | 20AB4P2F0AYNNNC0 | G | This Allen Bradley PowerFlex 70 is a 0.75 (1.0) kW(Hp) AC Drive. This PF 70 comes with Enhanced Control, a Blank Cover, and w/Brake. This AB VFD is Frame size A and powered with 240V AC 3 Phase and 3 Amps. | 100
70196 | 20AB6P80AYNNNC0 | G | This Allen Bradley PowerFlex 70 is a 1.5 (2.0) kW(Hp) AC Drive. This PF 70 comes with Standard Control, a Blank Cover, and w/Brake. This AB VFD is Frame size B and powered with 240V AC 3 Phase and 3 Amps. | 100
69154 | 20AB6P8A0AYNANC0 | G | This Allen Bradley PowerFlex 70 is a 1.5 (2.0) kW(Hp) AC Drive. This PF 70 comes with Enhanced Control, a Blank Cover, and w/Brake. This AB VFD is Frame size B and powered with 240V AC 3 Phase and 3 Amps. | 100
70207 | 20AB6P8A0AYNANNN | G | This Allen Bradley PowerFlex 70 is a 1.5 (2.0) kW(Hp) AC Drive. This PF 70 comes with Standard Control, a Blank Cover, and w/Brake. This AB VFD is Frame size B and powered with 240V AC 3 Phase and 3 Amps. | 98.5366
69153 | 20AB6P8A0AYNNNC0 | G | This Allen Bradley PowerFlex 70 is a 1.5 (2.0) kW(Hp) AC Drive. This PF 70 comes with Enhanced Control, a Blank Cover, and w/Brake. This AB VFD is Frame size B and powered with 240V AC 3 Phase and 3 Amps. | 100
70197 | 20AB6P8A0AYNNNNN | G | This Allen Bradley PowerFlex 70 is a 1.5 (2.0) kW(Hp) AC Drive. This PF 70 comes with Standard Control, a Blank Cover, and w/Brake. This AB VFD is Frame size B and powered with 240V AC 3 Phase and 3 Amps. | 100
70238 | 20AB6P8A2AYNNNC0 | G | This Allen Bradley PowerFlex 70 is a 1.5 (2.0) kW(Hp) AC Drive. This PF 70 comes with Enhanced Control, a Blank Cover, and w/Brake. This AB VFD is Frame size B and powered with 240V AC 3 Phase and 3 Amps. | 98.2968
70229 | 20AB6P8A34Y22222 | G | This Allen Bradley PowerFlex 70 is a 1.5 (2.0) kW(Hp) AC Drive. This PF 70 comes with Standard Control, a Full Numeric LCD, and w/Brake. This AB VFD is Frame size B and powered with 240V AC 3 Phase and 3 Amps. | 100
70222 | 20AB6P8A3AYNANC0 | G | This Allen Bradley PowerFlex 70 is a 1.5 (2.0) kW(Hp) AC Drive. This PF 70 comes with Enhanced Control, a Full Numeric LCD, and w/Brake. This AB VFD is Frame size B and powered with 240V AC 3 Phase and 3 Amps. | 100
70237 | 20AB6P8A3AYNNNC0 | G | This Allen Bradley PowerFlex 70 is a 1.5 (2.0) kW(Hp) AC Drive. This PF 70 comes with Enhanced Control, a Full Numeric LCD, and w/Brake. This AB VFD is Frame size B and powered with 240V AC 3 Phase and 3 Amps. | 98.3373
70211 | 20AB6P8A3AYNNNNN | G | This Allen Bradley PowerFlex 70 is a 1.5 (2.0) kW(Hp) AC Drive. This PF 70 comes with Standard Control, a Full Numeric LCD, and w/Brake. This AB VFD is Frame size B and powered with 240V AC 3 Phase and 3 Amps. | 100
70236 | 20AB6P8A3AYYNDNN | G | This Allen Bradley PowerFlex 70 is a 1.5 (2.0) kW(Hp) AC Drive. This PF 70 comes with Standard Control, a Full Numeric LCD, and w/Brake. This AB VFD is Frame size B and powered with 240V AC 3 Phase and 3 Amps. | 98.3373
70235 | 20AB6P8A3NYNNNC0 | G | This Allen Bradley PowerFlex 70 is a 1.5 (2.0) kW(Hp) AC Drive. This PF 70 comes with Enhanced Control, a Full Numeric LCD, and w/Brake. This AB VFD is Frame size B and powered with 240V AC 3 Phase and 3 Amps. | 100
69152 | 20AB6P8C3AYNANC0 | G | This Allen Bradley PowerFlex 70 is a 1.5 (2.0) kW(Hp) AC Drive. This PF 70 comes with Enhanced Control, a Full Numeric LCD, and w/Brake. This AB VFD is Frame size B and powered with 240V AC 3 Phase and 3 Amps. | 100
69151 | 20AB6P8C3AYNNNC0 | G | This Allen Bradley PowerFlex 70 is a 1.5 (2.0) kW(Hp) AC Drive. This PF 70 comes with Enhanced Control, a Full Numeric LCD, and w/Brake. This AB VFD is Frame size B and powered with 240V AC 3 Phase and 3 Amps. | 100
69150 | 20AB6P8F0AYNANC0 | G | This Allen Bradley PowerFlex 70 is a 1.5 (2.0) kW(Hp) AC Drive. This PF 70 comes with Enhanced Control, a Blank Cover, and w/Brake. This AB VFD is Frame size B and powered with 240V AC 3 Phase and 3 Amps. | 100
69149 | 20AB6P8F0AYNNNC0 | G | This Allen Bradley PowerFlex 70 is a 1.5 (2.0) kW(Hp) AC Drive. This PF 70 comes with Enhanced Control, a Blank Cover, and w/Brake. This AB VFD is Frame size B and powered with 240V AC 3 Phase and 3 Amps. | 100
69195 | 20AB9P6A0AYNANC0 | G | This Allen Bradley PowerFlex 70 is a 2.2 (3.0) kW(Hp) AC Drive. This PF 70 comes with Enhanced Control, a Blank Cover, and w/Brake. This AB VFD is Frame size B and powered with 240V AC 3 Phase and 3 Amps. | 99.5122
69194 | 20AB9P6A0AYNNNC0 | G | This Allen Bradley PowerFlex 70 is a 2.2 (3.0) kW(Hp) AC Drive. This PF 70 comes with Enhanced Control, a Blank Cover, and w/Brake. This AB VFD is Frame size B and powered with 240V AC 3 Phase and 3 Amps. | 100
70234 | 20AB9P6A0AYNNNNN | G | This Allen Bradley PowerFlex 70 is a 2.2 (3.0) kW(Hp) AC Drive. This PF 70 comes with Standard Control, a Blank Cover, and w/Brake. This AB VFD is Frame size B and powered with 240V AC 3 Phase and 3 Amps. | 98.0488
70224 | 20AB9P6A2AYNNRNN | G | This Allen Bradley PowerFlex 70 is a 2.2 (3.0) kW(Hp) AC Drive. This PF 70 comes with Standard Control, a Blank Cover, and w/Brake. This AB VFD is Frame size B and powered with 240V AC 3 Phase and 3 Amps. | 100
70206 | 20AB9P6A3AYNANC0 | G | This Allen Bradley PowerFlex 70 is a 2.2 (3.0) kW(Hp) AC Drive. This PF 70 comes with Enhanced Control, a Full Numeric LCD, and w/Brake. This AB VFD is Frame size B and powered with 240V AC 3 Phase and 3 Amps. | 100
70233 | 20AB9P6A3AYNNNC0 | G | This Allen Bradley PowerFlex 70 is a 2.2 (3.0) kW(Hp) AC Drive. This PF 70 comes with Enhanced Control, a Full Numeric LCD, and w/Brake. This AB VFD is Frame size B and powered with 240V AC 3 Phase and 3 Amps. | 98.5714
70232 | 20AB9P6A3AYNNNNN | G | This Allen Bradley PowerFlex 70 is a 2.2 (3.0) kW(Hp) AC Drive. This PF 70 comes with Standard Control, a Full Numeric LCD, and w/Brake. This AB VFD is Frame size B and powered with 240V AC 3 Phase and 3 Amps. | 98.5714
70231 | 20AB9P6A3AYYANC1 | G | This Allen Bradley PowerFlex 70 is a 2.2 (3.0) kW(Hp) AC Drive. This PF 70 comes with Enhanced Control, a Full Numeric LCD, and w/Brake. This AB VFD is Frame size B and powered with 240V AC 3 Phase and 3 Amps. | 100
69148 | 20AB9P6C3AYNANC0 | G | This Allen Bradley PowerFlex 70 is a 2.2 (3.0) kW(Hp) AC Drive. This PF 70 comes with Enhanced Control, a Full Numeric LCD, and w/Brake. This AB VFD is Frame size B and powered with 240V AC 3 Phase and 3 Amps. | 100
70210 | 20AB9P6C3AYNANNN | G | This Allen Bradley PowerFlex 70 is a 2.2 (3.0) kW(Hp) AC Drive. This PF 70 comes with Standard Control, a Full Numeric LCD, and w/Brake. This AB VFD is Frame size B and powered with 240V AC 3 Phase and 3 Amps. | 100
69193 | 20AB9P6C3AYNNNC0 | G | This Allen Bradley PowerFlex 70 is a 2.2 (3.0) kW(Hp) AC Drive. This PF 70 comes with Enhanced Control, a Full Numeric LCD, and w/Brake. This AB VFD is Frame size B and powered with 240V AC 3 Phase and 3 Amps. | 100
69192 | 20AB9P6F0AYNANC0 | G | This Allen Bradley PowerFlex 70 is a 2.2 (3.0) kW(Hp) AC Drive. This PF 70 comes with Enhanced Control, a Blank Cover, and w/Brake. This AB VFD is Frame size B and powered with 240V AC 3 Phase and 3 Amps. | 100
69147 | 20AB9P6F0AYNNNC0 | G | This Allen Bradley PowerFlex 70 is a 2.2 (3.0) kW(Hp) AC Drive. This PF 70 comes with Enhanced Control, a Blank Cover, and w/Brake. This AB VFD is Frame size B and powered with 240V AC 3 Phase and 3 Amps. | 100
70025 | 20AC011A0AYNACCN | G | This Allen Bradley PowerFlex 70 is a 5.5 (7.5) kW(Hp) AC Drive. This PF 70 comes with Enhanced Control, a Blank Cover, and w/Brake. This AB VFD is Frame size C and powered with 400V AC 3 Phase and 3 Amps. | 100
70024 | 20AC011A0AYNACNN | G | This Allen Bradley PowerFlex 70 is a 5.5 (7.5) kW(Hp) AC Drive. This PF 70 comes with Standard Control, a Blank Cover, and w/Brake. This AB VFD is Frame size C and powered with 400V AC 3 Phase and 3 Amps. | 100
70023 | 20AC011A0AYNADCN | G | This Allen Bradley PowerFlex 70 is a 5.5 (7.5) kW(Hp) AC Drive. This PF 70 comes with Enhanced Control, a Blank Cover, and w/Brake. This AB VFD is Frame size C and powered with 400V AC 3 Phase and 3 Amps. | 100
70022 | 20AC011A0AYNADNN | G | This Allen Bradley PowerFlex 70 is a 5.5 (7.5) kW(Hp) AC Drive. This PF 70 comes with Standard Control, a Blank Cover, and w/Brake. This AB VFD is Frame size C and powered with 400V AC 3 Phase and 3 Amps. | 100
70021 | 20AC011A0AYNAECN | G | This Allen Bradley PowerFlex 70 is a 5.5 (7.5) kW(Hp) AC Drive. This PF 70 comes with Enhanced Control, a Blank Cover, and w/Brake. This AB VFD is Frame size C and powered with 400V AC 3 Phase and 3 Amps. | 100
70020 | 20AC011A0AYNAENN | G | This Allen Bradley PowerFlex 70 is a 5.5 (7.5) kW(Hp) AC Drive. This PF 70 comes with Standard Control, a Blank Cover, and w/Brake. This AB VFD is Frame size C and powered with 400V AC 3 Phase and 3 Amps. | 100
70048 | 20AC011A0AYNANC0 | G | This Allen Bradley PowerFlex 70 is a 5.5 (7.5) kW(Hp) AC Drive. This PF 70 comes with Enhanced Control, a Blank Cover, and w/Brake. This AB VFD is Frame size C and powered with 400V AC 3 Phase and 3 Amps. | 100
70019 | 20AC011A0AYNANCN | G | This Allen Bradley PowerFlex 70 is a 5.5 (7.5) kW(Hp) AC Drive. This PF 70 comes with Enhanced Control, a Blank Cover, and w/Brake. This AB VFD is Frame size C and powered with 400V AC 3 Phase and 3 Amps. | 100
70162 | 20AC011A0AYNANNN | G | This Allen Bradley PowerFlex 70 is a 5.5 (7.5) kW(Hp) AC Drive. This PF 70 comes with Standard Control, a Blank Cover, and w/Brake. This AB VFD is Frame size C and powered with 400V AC 3 Phase and 3 Amps. | 98.7835
70112 | 20AC011A0AYNNNC0 | G | This Allen Bradley PowerFlex 70 is a 5.5 (7.5) kW(Hp) AC Drive. This PF 70 comes with Enhanced Control, a Blank Cover, and w/Brake. This AB VFD is Frame size C and powered with 400V AC 3 Phase and 3 Amps. | 98.0488
70044 | 20AC011A1AYNANNN | G | This Allen Bradley PowerFlex 70 is a 5.5 (7.5) kW(Hp) AC Drive. This PF 70 comes with Standard Control, a Blank Cover, and w/Brake. This AB VFD is Frame size C and powered with 400V AC 3 Phase and 3 Amps. | 100
70018 | 20AC011A3AYNACCN | G | This Allen Bradley PowerFlex 70 is a 5.5 (7.5) kW(Hp) AC Drive. This PF 70 comes with Enhanced Control, a Full Numeric LCD, and w/Brake. This AB VFD is Frame size C and powered with 400V AC 3 Phase and 3 Amps. | 100
70017 | 20AC011A3AYNACNN | G | This Allen Bradley PowerFlex 70 is a 5.5 (7.5) kW(Hp) AC Drive. This PF 70 comes with Standard Control, a Full Numeric LCD, and w/Brake. This AB VFD is Frame size C and powered with 400V AC 3 Phase and 3 Amps. | 98.8124
70016 | 20AC011A3AYNADCN | G | This Allen Bradley PowerFlex 70 is a 5.5 (7.5) kW(Hp) AC Drive. This PF 70 comes with Enhanced Control, a Full Numeric LCD, and w/Brake. This AB VFD is Frame size C and powered with 400V AC 3 Phase and 3 Amps. | 100
70015 | 20AC011A3AYNADNN | G | This Allen Bradley PowerFlex 70 is a 5.5 (7.5) kW(Hp) AC Drive. This PF 70 comes with Standard Control, a Full Numeric LCD, and w/Brake. This AB VFD is Frame size C and powered with 400V AC 3 Phase and 3 Amps. | 100
70014 | 20AC011A3AYNAECN | G | This Allen Bradley PowerFlex 70 is a 5.5 (7.5) kW(Hp) AC Drive. This PF 70 comes with Enhanced Control, a Full Numeric LCD, and w/Brake. This AB VFD is Frame size C and powered with 400V AC 3 Phase and 3 Amps. | 100
70013 | 20AC011A3AYNAENN | G | This Allen Bradley PowerFlex 70 is a 5.5 (7.5) kW(Hp) AC Drive. This PF 70 comes with Standard Control, a Full Numeric LCD, and w/Brake. This AB VFD is Frame size C and powered with 400V AC 3 Phase and 3 Amps. | 100
70012 | 20AC011A3AYNANCN | G | This Allen Bradley PowerFlex 70 is a 5.5 (7.5) kW(Hp) AC Drive. This PF 70 comes with Enhanced Control, a Full Numeric LCD, and w/Brake. This AB VFD is Frame size C and powered with 400V AC 3 Phase and 3 Amps. | 100
70011 | 20AC011A3AYNANNN | G | This Allen Bradley PowerFlex 70 is a 5.5 (7.5) kW(Hp) AC Drive. This PF 70 comes with Standard Control, a Full Numeric LCD, and w/Brake. This AB VFD is Frame size C and powered with 400V AC 3 Phase and 3 Amps. | 100
70161 | 20AC011A4AYNANNN | G | This Allen Bradley PowerFlex 70 is a 5.5 (7.5) kW(Hp) AC Drive. This PF 70 comes with Standard Control, a Blank Cover, and w/Brake. This AB VFD is Frame size C and powered with 400V AC 3 Phase and 3 Amps. | 100
70160 | 20AC011C3AYNANC0 | G | This Allen Bradley PowerFlex 70 is a 5.5 (7.5) kW(Hp) AC Drive. This PF 70 comes with Enhanced Control, a Full Numeric LCD, and w/Brake. This AB VFD is Frame size C and powered with 400V AC 3 Phase and 3 Amps. | 98.8124
70111 | 20AC011F0AYNANC0 | G | This Allen Bradley PowerFlex 70 is a 5.5 (7.5) kW(Hp) AC Drive. This PF 70 comes with Enhanced Control, a Blank Cover, and w/Brake. This AB VFD is Frame size C and powered with 400V AC 3 Phase and 3 Amps. | 100
70159 | 20AC011M3AYNANC0 | G | This Allen Bradley PowerFlex 70 is a 5.5 (7.5) kW(Hp) AC Drive. This PF 70 comes with Enhanced Control, a Full Numeric LCD, and w/Brake. This AB VFD is Frame size C and powered with 400V AC 3 Phase and 3 Amps. | 100
70105 | 20AC015A0AYNACCN | G | This Allen Bradley PowerFlex 70 is a 7.5 (10) kW(Hp) AC Drive. This PF 70 comes with Enhanced Control, a Blank Cover, and w/Brake. This AB VFD is Frame size C and powered with 400V AC 3 Phase and 3 Amps. | 98.5366
70104 | 20AC015A0AYNACNN | G | This Allen Bradley PowerFlex 70 is a 7.5 (10) kW(Hp) AC Drive. This PF 70 comes with Standard Control, a Blank Cover, and w/Brake. This AB VFD is Frame size C and powered with 400V AC 3 Phase and 3 Amps. | 100
70103 | 20AC015A0AYNADCN | G | This Allen Bradley PowerFlex 70 is a 7.5 (10) kW(Hp) AC Drive. This PF 70 comes with Enhanced Control, a Blank Cover, and w/Brake. This AB VFD is Frame size C and powered with 400V AC 3 Phase and 3 Amps. | 100
70102 | 20AC015A0AYNADNN | G | This Allen Bradley PowerFlex 70 is a 7.5 (10) kW(Hp) AC Drive. This PF 70 comes with Standard Control, a Blank Cover, and w/Brake. This AB VFD is Frame size C and powered with 400V AC 3 Phase and 3 Amps. | 100
70101 | 20AC015A0AYNAECN | G | This Allen Bradley PowerFlex 70 is a 7.5 (10) kW(Hp) AC Drive. This PF 70 comes with Enhanced Control, a Blank Cover, and w/Brake. This AB VFD is Frame size C and powered with 400V AC 3 Phase and 3 Amps. | 100
70100 | 20AC015A0AYNAENN | G | This Allen Bradley PowerFlex 70 is a 7.5 (10) kW(Hp) AC Drive. This PF 70 comes with Standard Control, a Blank Cover, and w/Brake. This AB VFD is Frame size C and powered with 400V AC 3 Phase and 3 Amps. | 100
69965 | 20AC015A0AYNANC0 | G | This Allen Bradley PowerFlex 70 is a 7.5 (10) kW(Hp) AC Drive. This PF 70 comes with Enhanced Control, a Blank Cover, and w/Brake. This AB VFD is Frame size C and powered with 400V AC 3 Phase and 3 Amps. | 100
70099 | 20AC015A0AYNANCN | G | This Allen Bradley PowerFlex 70 is a 7.5 (10) kW(Hp) AC Drive. This PF 70 comes with Enhanced Control, a Blank Cover, and w/Brake. This AB VFD is Frame size C and powered with 400V AC 3 Phase and 3 Amps. | 100
70163 | 20AC015A0AYNANNN | G | This Allen Bradley PowerFlex 70 is a 7.5 (10) kW(Hp) AC Drive. This PF 70 comes with Standard Control, a Blank Cover, and w/Brake. This AB VFD is Frame size C and powered with 400V AC 3 Phase and 3 Amps. | 99.5098
70158 | 20AC015A1AYNANNN | G | This Allen Bradley PowerFlex 70 is a 7.5 (10) kW(Hp) AC Drive. This PF 70 comes with Standard Control, a Blank Cover, and w/Brake. This AB VFD is Frame size C and powered with 400V AC 3 Phase and 3 Amps. | 100
70098 | 20AC015A3AYNACNN | G | This Allen Bradley PowerFlex 70 is a 7.5 (10) kW(Hp) AC Drive. This PF 70 comes with Standard Control, a Full Numeric LCD, and w/Brake. This AB VFD is Frame size C and powered with 400V AC 3 Phase and 3 Amps. | 98.5714
70097 | 20AC015A3AYNADNN | G | This Allen Bradley PowerFlex 70 is a 7.5 (10) kW(Hp) AC Drive. This PF 70 comes with Standard Control, a Full Numeric LCD, and w/Brake. This AB VFD is Frame size C and powered with 400V AC 3 Phase and 3 Amps. | 100
70096 | 20AC015A3AYNAECN | G | This Allen Bradley PowerFlex 70 is a 7.5 (10) kW(Hp) AC Drive. This PF 70 comes with Enhanced Control, a Full Numeric LCD, and w/Brake. This AB VFD is Frame size C and powered with 400V AC 3 Phase and 3 Amps. | 100
70095 | 20AC015A3AYNAENN | G | This Allen Bradley PowerFlex 70 is a 7.5 (10) kW(Hp) AC Drive. This PF 70 comes with Standard Control, a Full Numeric LCD, and w/Brake. This AB VFD is Frame size C and powered with 400V AC 3 Phase and 3 Amps. | 100
70094 | 20AC015A3AYNANCN | G | This Allen Bradley PowerFlex 70 is a 7.5 (10) kW(Hp) AC Drive. This PF 70 comes with Enhanced Control, a Full Numeric LCD, and w/Brake. This AB VFD is Frame size C and powered with 400V AC 3 Phase and 3 Amps. | 100
70093 | 20AC015A3AYNANNN | G | This Allen Bradley PowerFlex 70 is a 7.5 (10) kW(Hp) AC Drive. This PF 70 comes with Standard Control, a Full Numeric LCD, and w/Brake. This AB VFD is Frame size C and powered with 400V AC 3 Phase and 3 Amps. | 100
70157 | 20AC015C3AYNANC0 | G | This Allen Bradley PowerFlex 70 is a 7.5 (10) kW(Hp) AC Drive. This PF 70 comes with Enhanced Control, a Full Numeric LCD, and w/Brake. This AB VFD is Frame size C and powered with 400V AC 3 Phase and 3 Amps. | 99.0431
70086 | 20AC022A0AYNACNN | G | This Allen Bradley PowerFlex 70 is a 11 (15) kW(Hp) AC Drive. This PF 70 comes with Standard Control, a Blank Cover, and w/Brake. This AB VFD is Frame size D and powered with 400V AC 3 Phase and 3 Amps. | 100
70085 | 20AC022A0AYNADNN | G | This Allen Bradley PowerFlex 70 is a 11 (15) kW(Hp) AC Drive. This PF 70 comes with Standard Control, a Blank Cover, and w/Brake. This AB VFD is Frame size D and powered with 400V AC 3 Phase and 3 Amps. | 100
70084 | 20AC022A0AYNAENN | G | This Allen Bradley PowerFlex 70 is a 11 (15) kW(Hp) AC Drive. This PF 70 comes with Standard Control, a Blank Cover, and w/Brake. This AB VFD is Frame size D and powered with 400V AC 3 Phase and 3 Amps. | 100
70156 | 20AC022A0AYNANC0 | G | This Allen Bradley PowerFlex 70 is a 11 (15) kW(Hp) AC Drive. This PF 70 comes with Enhanced Control, a Blank Cover, and w/Brake. This AB VFD is Frame size D and powered with 400V AC 3 Phase and 3 Amps. | 99.5074
70155 | 20AC022A0AYNANNN | G | This Allen Bradley PowerFlex 70 is a 11 (15) kW(Hp) AC Drive. This PF 70 comes with Standard Control, a Blank Cover, and w/Brake. This AB VFD is Frame size D and powered with 400V AC 3 Phase and 3 Amps. | 99.5074
70116 | 20AC022A1AYNADNN | G | This Allen Bradley PowerFlex 70 is a 11 (15) kW(Hp) AC Drive. This PF 70 comes with Standard Control, a Blank Cover, and w/Brake. This AB VFD is Frame size D and powered with 400V AC 3 Phase and 3 Amps. | 100
70083 | 20AC022A3AYNACNN | G | This Allen Bradley PowerFlex 70 is a 11 (15) kW(Hp) AC Drive. This PF 70 comes with Standard Control, a Full Numeric LCD, and w/Brake. This AB VFD is Frame size D and powered with 400V AC 3 Phase and 3 Amps. | 100
70082 | 20AC022A3AYNADNN | G | This Allen Bradley PowerFlex 70 is a 11 (15) kW(Hp) AC Drive. This PF 70 comes with Standard Control, a Full Numeric LCD, and w/Brake. This AB VFD is Frame size D and powered with 400V AC 3 Phase and 3 Amps. | 100
70081 | 20AC022A3AYNAENN | G | This Allen Bradley PowerFlex 70 is a 11 (15) kW(Hp) AC Drive. This PF 70 comes with Standard Control, a Full Numeric LCD, and w/Brake. This AB VFD is Frame size D and powered with 400V AC 3 Phase and 3 Amps. | 100
69961 | 20AC022A3AYNANC0 | G | This Allen Bradley PowerFlex 70 is a 11 (15) kW(Hp) AC Drive. This PF 70 comes with Enhanced Control, a Full Numeric LCD, and w/Brake. This AB VFD is Frame size D and powered with 400V AC 3 Phase and 3 Amps. | 100
70080 | 20AC022A3AYNANNN | G | This Allen Bradley PowerFlex 70 is a 11 (15) kW(Hp) AC Drive. This PF 70 comes with Standard Control, a Full Numeric LCD, and w/Brake. This AB VFD is Frame size D and powered with 400V AC 3 Phase and 3 Amps. | 100
70154 | 20AC022C3AYNANNN | G | This Allen Bradley PowerFlex 70 is a 11 (15) kW(Hp) AC Drive. This PF 70 comes with Standard Control, a Full Numeric LCD, and w/Brake. This AB VFD is Frame size D and powered with 400V AC 3 Phase and 3 Amps. | 99.5192
70153 | 20AC022F3AYNANC0 | G | This Allen Bradley PowerFlex 70 is a 11 (15) kW(Hp) AC Drive. This PF 70 comes with Enhanced Control, a Full Numeric LCD, and w/Brake. This AB VFD is Frame size D and powered with 400V AC 3 Phase and 3 Amps. | 99.5192
70010 | 20AC030A0AYNACCN | G | This Allen Bradley PowerFlex 70 is a 15 (20) kW(Hp) AC Drive. This PF 70 comes with Enhanced Control, a Blank Cover, and w/Brake. This AB VFD is Frame size D and powered with 400V AC 3 Phase and 3 Amps. | 100
70009 | 20AC030A0AYNACNN | G | This Allen Bradley PowerFlex 70 is a 15 (20) kW(Hp) AC Drive. This PF 70 comes with Standard Control, a Blank Cover, and w/Brake. This AB VFD is Frame size D and powered with 400V AC 3 Phase and 3 Amps. | 100
70008 | 20AC030A0AYNADCN | G | This Allen Bradley PowerFlex 70 is a 15 (20) kW(Hp) AC Drive. This PF 70 comes with Enhanced Control, a Blank Cover, and w/Brake. This AB VFD is Frame size D and powered with 400V AC 3 Phase and 3 Amps. | 100
70007 | 20AC030A0AYNADNN | G | This Allen Bradley PowerFlex 70 is a 15 (20) kW(Hp) AC Drive. This PF 70 comes with Standard Control, a Blank Cover, and w/Brake. This AB VFD is Frame size D and powered with 400V AC 3 Phase and 3 Amps. | 100
70006 | 20AC030A0AYNAECN | G | This Allen Bradley PowerFlex 70 is a 15 (20) kW(Hp) AC Drive. This PF 70 comes with Enhanced Control, a Blank Cover, and w/Brake. This AB VFD is Frame size D and powered with 400V AC 3 Phase and 3 Amps. | 100
70005 | 20AC030A0AYNAENN | G | This Allen Bradley PowerFlex 70 is a 15 (20) kW(Hp) AC Drive. This PF 70 comes with Standard Control, a Blank Cover, and w/Brake. This AB VFD is Frame size D and powered with 400V AC 3 Phase and 3 Amps. | 100
70047 | 20AC030A0AYNANC0 | G | This Allen Bradley PowerFlex 70 is a 15 (20) kW(Hp) AC Drive. This PF 70 comes with Enhanced Control, a Blank Cover, and w/Brake. This AB VFD is Frame size D and powered with 400V AC 3 Phase and 3 Amps. | 99.0196
70004 | 20AC030A0AYNANCN | G | This Allen Bradley PowerFlex 70 is a 15 (20) kW(Hp) AC Drive. This PF 70 comes with Enhanced Control, a Blank Cover, and w/Brake. This AB VFD is Frame size D and powered with 400V AC 3 Phase and 3 Amps. | 100
70152 | 20AC030A0AYNANNN | G | This Allen Bradley PowerFlex 70 is a 15 (20) kW(Hp) AC Drive. This PF 70 comes with Standard Control, a Blank Cover, and w/Brake. This AB VFD is Frame size D and powered with 400V AC 3 Phase and 3 Amps. | 99.5074
70003 | 20AC030A3AYNACCN | G | This Allen Bradley PowerFlex 70 is a 15 (20) kW(Hp) AC Drive. This PF 70 comes with Enhanced Control, a Full Numeric LCD, and w/Brake. This AB VFD is Frame size D and powered with 400V AC 3 Phase and 3 Amps. | 100
70002 | 20AC030A3AYNACNN | G | This Allen Bradley PowerFlex 70 is a 15 (20) kW(Hp) AC Drive. This PF 70 comes with Standard Control, a Full Numeric LCD, and w/Brake. This AB VFD is Frame size D and powered with 400V AC 3 Phase and 3 Amps. | 99.0431
70151 | 20AC030A3AYNADC0 | G | This Allen Bradley PowerFlex 70 is a 15 (20) kW(Hp) AC Drive. This PF 70 comes with Enhanced Control, a Full Numeric LCD, and w/Brake. This AB VFD is Frame size D and powered with 400V AC 3 Phase and 3 Amps. | 98.5646
70001 | 20AC030A3AYNADCN | G | This Allen Bradley PowerFlex 70 is a 15 (20) kW(Hp) AC Drive. This PF 70 comes with Enhanced Control, a Full Numeric LCD, and w/Brake. This AB VFD is Frame size D and powered with 400V AC 3 Phase and 3 Amps. | 100
70000 | 20AC030A3AYNADNN | G | This Allen Bradley PowerFlex 70 is a 15 (20) kW(Hp) AC Drive. This PF 70 comes with Standard Control, a Full Numeric LCD, and w/Brake. This AB VFD is Frame size D and powered with 400V AC 3 Phase and 3 Amps. | 100
69999 | 20AC030A3AYNAECN | G | This Allen Bradley PowerFlex 70 is a 15 (20) kW(Hp) AC Drive. This PF 70 comes with Enhanced Control, a Full Numeric LCD, and w/Brake. This AB VFD is Frame size D and powered with 400V AC 3 Phase and 3 Amps. | 100
69998 | 20AC030A3AYNAENN | G | This Allen Bradley PowerFlex 70 is a 15 (20) kW(Hp) AC Drive. This PF 70 comes with Standard Control, a Full Numeric LCD, and w/Brake. This AB VFD is Frame size D and powered with 400V AC 3 Phase and 3 Amps. | 100
69997 | 20AC030A3AYNANCN | G | This Allen Bradley PowerFlex 70 is a 15 (20) kW(Hp) AC Drive. This PF 70 comes with Enhanced Control, a Full Numeric LCD, and w/Brake. This AB VFD is Frame size D and powered with 400V AC 3 Phase and 3 Amps. | 100
69996 | 20AC030A3AYNANNN | G | This Allen Bradley PowerFlex 70 is a 15 (20) kW(Hp) AC Drive. This PF 70 comes with Standard Control, a Full Numeric LCD, and w/Brake. This AB VFD is Frame size D and powered with 400V AC 3 Phase and 3 Amps. | 100
70150 | 20AC030C3AYNANC0 | G | This Allen Bradley PowerFlex 70 is a 15 (20) kW(Hp) AC Drive. This PF 70 comes with Enhanced Control, a Full Numeric LCD, and w/Brake. This AB VFD is Frame size D and powered with 400V AC 3 Phase and 3 Amps. | 100
70079 | 20AC037A0AYNACCN | G | This Allen Bradley PowerFlex 70 is a 18.5 (25) kW(Hp) AC Drive. This PF 70 comes with Enhanced Control, a Blank Cover, and w/Brake. This AB VFD is Frame size D and powered with 400V AC 3 Phase and 3 Amps. | 100
70078 | 20AC037A0AYNACNN | G | This Allen Bradley PowerFlex 70 is a 18.5 (25) kW(Hp) AC Drive. This PF 70 comes with Standard Control, a Blank Cover, and w/Brake. This AB VFD is Frame size D and powered with 400V AC 3 Phase and 3 Amps. | 99.0196
70077 | 20AC037A0AYNADCN | G | This Allen Bradley PowerFlex 70 is a 18.5 (25) kW(Hp) AC Drive. This PF 70 comes with Enhanced Control, a Blank Cover, and w/Brake. This AB VFD is Frame size D and powered with 400V AC 3 Phase and 3 Amps. | 100
70076 | 20AC037A0AYNADNN | G | This Allen Bradley PowerFlex 70 is a 18.5 (25) kW(Hp) AC Drive. This PF 70 comes with Standard Control, a Blank Cover, and w/Brake. This AB VFD is Frame size D and powered with 400V AC 3 Phase and 3 Amps. | 100
70075 | 20AC037A0AYNAECN | G | This Allen Bradley PowerFlex 70 is a 18.5 (25) kW(Hp) AC Drive. This PF 70 comes with Enhanced Control, a Blank Cover, and w/Brake. This AB VFD is Frame size D and powered with 400V AC 3 Phase and 3 Amps. | 100
70074 | 20AC037A0AYNAENN | G | This Allen Bradley PowerFlex 70 is a 18.5 (25) kW(Hp) AC Drive. This PF 70 comes with Standard Control, a Blank Cover, and w/Brake. This AB VFD is Frame size D and powered with 400V AC 3 Phase and 3 Amps. | 100
70149 | 20AC037A0AYNANC0 | G | This Allen Bradley PowerFlex 70 is a 18.5 (25) kW(Hp) AC Drive. This PF 70 comes with Enhanced Control, a Blank Cover, and w/Brake. This AB VFD is Frame size D and powered with 400V AC 3 Phase and 3 Amps. | 98.5294
70073 | 20AC037A0AYNANCN | G | This Allen Bradley PowerFlex 70 is a 18.5 (25) kW(Hp) AC Drive. This PF 70 comes with Enhanced Control, a Blank Cover, and w/Brake. This AB VFD is Frame size D and powered with 400V AC 3 Phase and 3 Amps. | 100
70072 | 20AC037A0AYNANNN | G | This Allen Bradley PowerFlex 70 is a 18.5 (25) kW(Hp) AC Drive. This PF 70 comes with Standard Control, a Blank Cover, and w/Brake. This AB VFD is Frame size D and powered with 400V AC 3 Phase and 3 Amps. | 100
70071 | 20AC037A3AYNACCN | G | This Allen Bradley PowerFlex 70 is a 18.5 (25) kW(Hp) AC Drive. This PF 70 comes with Enhanced Control, a Full Numeric LCD, and w/Brake. This AB VFD is Frame size D and powered with 400V AC 3 Phase and 3 Amps. | 100
70070 | 20AC037A3AYNACNN | G | This Allen Bradley PowerFlex 70 is a 18.5 (25) kW(Hp) AC Drive. This PF 70 comes with Standard Control, a Full Numeric LCD, and w/Brake. This AB VFD is Frame size D and powered with 400V AC 3 Phase and 3 Amps. | 98.5714
70069 | 20AC037A3AYNADNN | G | This Allen Bradley PowerFlex 70 is a 18.5 (25) kW(Hp) AC Drive. This PF 70 comes with Standard Control, a Full Numeric LCD, and w/Brake. This AB VFD is Frame size D and powered with 400V AC 3 Phase and 3 Amps. | 100
70068 | 20AC037A3AYNAECN | G | This Allen Bradley PowerFlex 70 is a 18.5 (25) kW(Hp) AC Drive. This PF 70 comes with Enhanced Control, a Full Numeric LCD, and w/Brake. This AB VFD is Frame size D and powered with 400V AC 3 Phase and 3 Amps. | 100
70067 | 20AC037A3AYNAENN | G | This Allen Bradley PowerFlex 70 is a 18.5 (25) kW(Hp) AC Drive. This PF 70 comes with Standard Control, a Full Numeric LCD, and w/Brake. This AB VFD is Frame size D and powered with 400V AC 3 Phase and 3 Amps. | 100
70148 | 20AC037A3AYNANC0 | G | This Allen Bradley PowerFlex 70 is a 18.5 (25) kW(Hp) AC Drive. This PF 70 comes with Enhanced Control, a Full Numeric LCD, and w/Brake. This AB VFD is Frame size D and powered with 400V AC 3 Phase and 3 Amps. | 99.0431
70066 | 20AC037A3AYNANCN | G | This Allen Bradley PowerFlex 70 is a 18.5 (25) kW(Hp) AC Drive. This PF 70 comes with Enhanced Control, a Full Numeric LCD, and w/Brake. This AB VFD is Frame size D and powered with 400V AC 3 Phase and 3 Amps. | 100
70065 | 20AC037A3AYNANNN | G | This Allen Bradley PowerFlex 70 is a 18.5 (25) kW(Hp) AC Drive. This PF 70 comes with Standard Control, a Full Numeric LCD, and w/Brake. This AB VFD is Frame size D and powered with 400V AC 3 Phase and 3 Amps. | 100
70147 | 20AC037C3AYNANC0 | G | This Allen Bradley PowerFlex 70 is a 18.5 (25) kW(Hp) AC Drive. This PF 70 comes with Enhanced Control, a Full Numeric LCD, and w/Brake. This AB VFD is Frame size D and powered with 400V AC 3 Phase and 3 Amps. | 100
71572 | 20AC043A0AYNACC0 | G | <p>The Allen-Bradley 20AC043A0AYNACC0 PowerFlex 70 AC drive with enhanced motor control and a D Frame size. This drive has a 3-phase voltage rating of 400 Volts AC, a current rating of 42&nbsp;Amps, and a power rating of 22&nbsp;kilowatts.</p> | 99.1837
70064 | 20AC043A0AYNACCN | G | This Allen Bradley PowerFlex 70 is a 22 (30) kW(Hp) AC Drive. This PF 70 comes with Enhanced Control, a Blank Cover, and w/Brake. This AB VFD is Frame size D and powered with 400V AC 3 Phase and 3 Amps. | 100
70063 | 20AC043A0AYNACNN | G | This Allen Bradley PowerFlex 70 is a 22 (30) kW(Hp) AC Drive. This PF 70 comes with Standard Control, a Blank Cover, and w/Brake. This AB VFD is Frame size D and powered with 400V AC 3 Phase and 3 Amps. | 100
70062 | 20AC043A0AYNADCN | G | This Allen Bradley PowerFlex 70 is a 22 (30) kW(Hp) AC Drive. This PF 70 comes with Enhanced Control, a Blank Cover, and w/Brake. This AB VFD is Frame size D and powered with 400V AC 3 Phase and 3 Amps. | 100
70061 | 20AC043A0AYNADNN | G | This Allen Bradley PowerFlex 70 is a 22 (30) kW(Hp) AC Drive. This PF 70 comes with Standard Control, a Blank Cover, and w/Brake. This AB VFD is Frame size D and powered with 400V AC 3 Phase and 3 Amps. | 100
70060 | 20AC043A0AYNAECN | G | This Allen Bradley PowerFlex 70 is a 22 (30) kW(Hp) AC Drive. This PF 70 comes with Enhanced Control, a Blank Cover, and w/Brake. This AB VFD is Frame size D and powered with 400V AC 3 Phase and 3 Amps. | 100
70059 | 20AC043A0AYNAENN | G | This Allen Bradley PowerFlex 70 is a 22 (30) kW(Hp) AC Drive. This PF 70 comes with Standard Control, a Blank Cover, and w/Brake. This AB VFD is Frame size D and powered with 400V AC 3 Phase and 3 Amps. | 100
70049 | 20AC043A0AYNANC0 | G | This Allen Bradley PowerFlex 70 is a 22 (30) kW(Hp) AC Drive. This PF 70 comes with Enhanced Control, a Blank Cover, and w/Brake. This AB VFD is Frame size D and powered with 400V AC 3 Phase and 3 Amps. | 100
70058 | 20AC043A0AYNANCN | G | This Allen Bradley PowerFlex 70 is a 22 (30) kW(Hp) AC Drive. This PF 70 comes with Enhanced Control, a Blank Cover, and w/Brake. This AB VFD is Frame size D and powered with 400V AC 3 Phase and 3 Amps. | 100
70146 | 20AC043A0AYNANNN | G | This Allen Bradley PowerFlex 70 is a 22 (30) kW(Hp) AC Drive. This PF 70 comes with Standard Control, a Blank Cover, and w/Brake. This AB VFD is Frame size D and powered with 400V AC 3 Phase and 3 Amps. | 98.5294
70057 | 20AC043A3AYNACCN | G | This Allen Bradley PowerFlex 70 is a 22 (30) kW(Hp) AC Drive. This PF 70 comes with Enhanced Control, a Full Numeric LCD, and w/Brake. This AB VFD is Frame size D and powered with 400V AC 3 Phase and 3 Amps. | 100
70056 | 20AC043A3AYNACNN | G | This Allen Bradley PowerFlex 70 is a 22 (30) kW(Hp) AC Drive. This PF 70 comes with Standard Control, a Full Numeric LCD, and w/Brake. This AB VFD is Frame size D and powered with 400V AC 3 Phase and 3 Amps. | 98.5646
70055 | 20AC043A3AYNADCN | G | This Allen Bradley PowerFlex 70 is a 22 (30) kW(Hp) AC Drive. This PF 70 comes with Enhanced Control, a Full Numeric LCD, and w/Brake. This AB VFD is Frame size D and powered with 400V AC 3 Phase and 3 Amps. | 100
70054 | 20AC043A3AYNADNN | G | This Allen Bradley PowerFlex 70 is a 22 (30) kW(Hp) AC Drive. This PF 70 comes with Standard Control, a Full Numeric LCD, and w/Brake. This AB VFD is Frame size D and powered with 400V AC 3 Phase and 3 Amps. | 100
70053 | 20AC043A3AYNAECN | G | This Allen Bradley PowerFlex 70 is a 22 (30) kW(Hp) AC Drive. This PF 70 comes with Enhanced Control, a Full Numeric LCD, and w/Brake. This AB VFD is Frame size D and powered with 400V AC 3 Phase and 3 Amps. | 100
70052 | 20AC043A3AYNAENN | G | This Allen Bradley PowerFlex 70 is a 22 (30) kW(Hp) AC Drive. This PF 70 comes with Standard Control, a Full Numeric LCD, and w/Brake. This AB VFD is Frame size D and powered with 400V AC 3 Phase and 3 Amps. | 100
70051 | 20AC043A3AYNANCN | G | This Allen Bradley PowerFlex 70 is a 22 (30) kW(Hp) AC Drive. This PF 70 comes with Enhanced Control, a Full Numeric LCD, and w/Brake. This AB VFD is Frame size D and powered with 400V AC 3 Phase and 3 Amps. | 100
70050 | 20AC043A3AYNANNN | G | This Allen Bradley PowerFlex 70 is a 22 (30) kW(Hp) AC Drive. This PF 70 comes with Standard Control, a Full Numeric LCD, and w/Brake. This AB VFD is Frame size D and powered with 400V AC 3 Phase and 3 Amps. | 100
70145 | 20AC043C3AYNANC0 | G | This Allen Bradley PowerFlex 70 is a 22 (30) kW(Hp) AC Drive. This PF 70 comes with Enhanced Control, a Full Numeric LCD, and w/Brake. This AB VFD is Frame size D and powered with 400V AC 3 Phase and 3 Amps. | 98.5646
70144 | 20AC043F0AYNANC0 | G | This Allen Bradley PowerFlex 70 is a 22 (30) kW(Hp) AC Drive. This PF 70 comes with Enhanced Control, a Blank Cover, and w/Brake. This AB VFD is Frame size D and powered with 400V AC 3 Phase and 3 Amps. | 98.0296
70042 | 20AC060A0AYNACCN | G | This Allen Bradley PowerFlex 70 is a 30 (40) kW(Hp) AC Drive. This PF 70 comes with Enhanced Control, a Blank Cover, and w/Brake. This AB VFD is Frame size E and powered with 400V AC 3 Phase and 3 Amps. | 100
70041 | 20AC060A0AYNACNN | G | This Allen Bradley PowerFlex 70 is a 30 (40) kW(Hp) AC Drive. This PF 70 comes with Standard Control, a Blank Cover, and w/Brake. This AB VFD is Frame size E and powered with 400V AC 3 Phase and 3 Amps. | 98.0392
70040 | 20AC060A0AYNADCN | G | This Allen Bradley PowerFlex 70 is a 30 (40) kW(Hp) AC Drive. This PF 70 comes with Enhanced Control, a Blank Cover, and w/Brake. This AB VFD is Frame size E and powered with 400V AC 3 Phase and 3 Amps. | 100
70039 | 20AC060A0AYNADNN | G | This Allen Bradley PowerFlex 70 is a 30 (40) kW(Hp) AC Drive. This PF 70 comes with Standard Control, a Blank Cover, and w/Brake. This AB VFD is Frame size E and powered with 400V AC 3 Phase and 3 Amps. | 100
70038 | 20AC060A0AYNAECN | G | This Allen Bradley PowerFlex 70 is a 30 (40) kW(Hp) AC Drive. This PF 70 comes with Enhanced Control, a Blank Cover, and w/Brake. This AB VFD is Frame size E and powered with 400V AC 3 Phase and 3 Amps. | 100
70037 | 20AC060A0AYNAENN | G | This Allen Bradley PowerFlex 70 is a 30 (40) kW(Hp) AC Drive. This PF 70 comes with Standard Control, a Blank Cover, and w/Brake. This AB VFD is Frame size E and powered with 400V AC 3 Phase and 3 Amps. | 100
69964 | 20AC060A0AYNANC0 | G | This Allen Bradley PowerFlex 70 is a 30 (40) kW(Hp) AC Drive. This PF 70 comes with Enhanced Control, a Blank Cover, and w/Brake. This AB VFD is Frame size E and powered with 400V AC 3 Phase and 3 Amps. | 100
70036 | 20AC060A0AYNANCN | G | This Allen Bradley PowerFlex 70 is a 30 (40) kW(Hp) AC Drive. This PF 70 comes with Enhanced Control, a Blank Cover, and w/Brake. This AB VFD is Frame size E and powered with 400V AC 3 Phase and 3 Amps. | 100
70035 | 20AC060A0AYNANNN | G | This Allen Bradley PowerFlex 70 is a 30 (40) kW(Hp) AC Drive. This PF 70 comes with Standard Control, a Blank Cover, and w/Brake. This AB VFD is Frame size E and powered with 400V AC 3 Phase and 3 Amps. | 100
70034 | 20AC060A3AYNACCN | G | This Allen Bradley PowerFlex 70 is a 30 (40) kW(Hp) AC Drive. This PF 70 comes with Enhanced Control, a Full Numeric LCD, and w/Brake. This AB VFD is Frame size E and powered with 400V AC 3 Phase and 3 Amps. | 99.0385
70033 | 20AC060A3AYNACNN | G | This Allen Bradley PowerFlex 70 is a 30 (40) kW(Hp) AC Drive. This PF 70 comes with Standard Control, a Full Numeric LCD, and w/Brake. This AB VFD is Frame size E and powered with 400V AC 3 Phase and 3 Amps. | 98.0769
70032 | 20AC060A3AYNADCN | G | This Allen Bradley PowerFlex 70 is a 30 (40) kW(Hp) AC Drive. This PF 70 comes with Enhanced Control, a Full Numeric LCD, and w/Brake. This AB VFD is Frame size E and powered with 400V AC 3 Phase and 3 Amps. | 100
70031 | 20AC060A3AYNADNN | G | This Allen Bradley PowerFlex 70 is a 30 (40) kW(Hp) AC Drive. This PF 70 comes with Standard Control, a Full Numeric LCD, and w/Brake. This AB VFD is Frame size E and powered with 400V AC 3 Phase and 3 Amps. | 100
70030 | 20AC060A3AYNAECN | G | This Allen Bradley PowerFlex 70 is a 30 (40) kW(Hp) AC Drive. This PF 70 comes with Enhanced Control, a Full Numeric LCD, and w/Brake. This AB VFD is Frame size E and powered with 400V AC 3 Phase and 3 Amps. | 100
70029 | 20AC060A3AYNAENN | G | This Allen Bradley PowerFlex 70 is a 30 (40) kW(Hp) AC Drive. This PF 70 comes with Standard Control, a Full Numeric LCD, and w/Brake. This AB VFD is Frame size E and powered with 400V AC 3 Phase and 3 Amps. | 100
70028 | 20AC060A3AYNANCN | G | This Allen Bradley PowerFlex 70 is a 30 (40) kW(Hp) AC Drive. This PF 70 comes with Enhanced Control, a Full Numeric LCD, and w/Brake. This AB VFD is Frame size E and powered with 400V AC 3 Phase and 3 Amps. | 100
70027 | 20AC060A3AYNANNN | G | This Allen Bradley PowerFlex 70 is a 30 (40) kW(Hp) AC Drive. This PF 70 comes with Standard Control, a Full Numeric LCD, and w/Brake. This AB VFD is Frame size E and powered with 400V AC 3 Phase and 3 Amps. | 100
70143 | 20AC060F0AYNANC0 | G | This Allen Bradley PowerFlex 70 is a 30 (40) kW(Hp) AC Drive. This PF 70 comes with Enhanced Control, a Blank Cover, and w/Brake. This AB VFD is Frame size E and powered with 400V AC 3 Phase and 3 Amps. | 98.0392
69995 | 20AC072A0AYNACC0 | G | This Allen Bradley PowerFlex 70 is a 37 (50) kW(Hp) AC Drive. This PF 70 comes with Enhanced Control, a Blank Cover, and w/Brake. This AB VFD is Frame size E and powered with 400V AC 3 Phase and 3 Amps. | 100
69994 | 20AC072A0AYNACN0 | G | This Allen Bradley PowerFlex 70 is a 37 (50) kW(Hp) AC Drive. This PF 70 comes with Standard Control, a Blank Cover, and w/Brake. This AB VFD is Frame size E and powered with 400V AC 3 Phase and 3 Amps. | 99.0148
69993 | 20AC072A0AYNADC0 | G | This Allen Bradley PowerFlex 70 is a 37 (50) kW(Hp) AC Drive. This PF 70 comes with Enhanced Control, a Blank Cover, and w/Brake. This AB VFD is Frame size E and powered with 400V AC 3 Phase and 3 Amps. | 100
69992 | 20AC072A0AYNADN0 | G | This Allen Bradley PowerFlex 70 is a 37 (50) kW(Hp) AC Drive. This PF 70 comes with Standard Control, a Blank Cover, and w/Brake. This AB VFD is Frame size E and powered with 400V AC 3 Phase and 3 Amps. | 100
69991 | 20AC072A0AYNAEC0 | G | This Allen Bradley PowerFlex 70 is a 37 (50) kW(Hp) AC Drive. This PF 70 comes with Enhanced Control, a Blank Cover, and w/Brake. This AB VFD is Frame size E and powered with 400V AC 3 Phase and 3 Amps. | 100
69990 | 20AC072A0AYNAEN0 | G | This Allen Bradley PowerFlex 70 is a 37 (50) kW(Hp) AC Drive. This PF 70 comes with Standard Control, a Blank Cover, and w/Brake. This AB VFD is Frame size E and powered with 400V AC 3 Phase and 3 Amps. | 100
70110 | 20AC072A0AYNANC0 | G | This Allen Bradley PowerFlex 70 is a 37 (50) kW(Hp) AC Drive. This PF 70 comes with Enhanced Control, a Blank Cover, and w/Brake. This AB VFD is Frame size E and powered with 400V AC 3 Phase and 3 Amps. | 99.0148
69989 | 20AC072A0AYNANN0 | G | This Allen Bradley PowerFlex 70 is a 37 (50) kW(Hp) AC Drive. This PF 70 comes with Standard Control, a Blank Cover, and w/Brake. This AB VFD is Frame size E and powered with 400V AC 3 Phase and 3 Amps. | 100
69988 | 20AC072A0NYNACC0 | G | This Allen Bradley PowerFlex 70 is a 37 (50) kW(Hp) AC Drive. This PF 70 comes with Enhanced Control, a Blank Cover, and w/Brake. This AB VFD is Frame size E and powered with 400V AC 3 Phase and 3 Amps. | 100
69987 | 20AC072A0NYNACN0 | G | This Allen Bradley PowerFlex 70 is a 37 (50) kW(Hp) AC Drive. This PF 70 comes with Standard Control, a Blank Cover, and w/Brake. This AB VFD is Frame size E and powered with 400V AC 3 Phase and 3 Amps. | 100
69986 | 20AC072A0NYNADC0 | G | This Allen Bradley PowerFlex 70 is a 37 (50) kW(Hp) AC Drive. This PF 70 comes with Enhanced Control, a Blank Cover, and w/Brake. This AB VFD is Frame size E and powered with 400V AC 3 Phase and 3 Amps. | 100
69985 | 20AC072A0NYNADN0 | G | This Allen Bradley PowerFlex 70 is a 37 (50) kW(Hp) AC Drive. This PF 70 comes with Standard Control, a Blank Cover, and w/Brake. This AB VFD is Frame size E and powered with 400V AC 3 Phase and 3 Amps. | 100
69984 | 20AC072A0NYNAEC0 | G | This Allen Bradley PowerFlex 70 is a 37 (50) kW(Hp) AC Drive. This PF 70 comes with Enhanced Control, a Blank Cover, and w/Brake. This AB VFD is Frame size E and powered with 400V AC 3 Phase and 3 Amps. | 100
69983 | 20AC072A0NYNAEN0 | G | This Allen Bradley PowerFlex 70 is a 37 (50) kW(Hp) AC Drive. This PF 70 comes with Standard Control, a Blank Cover, and w/Brake. This AB VFD is Frame size E and powered with 400V AC 3 Phase and 3 Amps. | 100
69982 | 20AC072A0NYNANC0 | G | This Allen Bradley PowerFlex 70 is a 37 (50) kW(Hp) AC Drive. This PF 70 comes with Enhanced Control, a Blank Cover, and w/Brake. This AB VFD is Frame size E and powered with 400V AC 3 Phase and 3 Amps. | 100
69981 | 20AC072A0NYNANN0 | G | This Allen Bradley PowerFlex 70 is a 37 (50) kW(Hp) AC Drive. This PF 70 comes with Standard Control, a Blank Cover, and w/Brake. This AB VFD is Frame size E and powered with 400V AC 3 Phase and 3 Amps. | 100
69980 | 20AC072A3AYNACC0 | G | This Allen Bradley PowerFlex 70 is a 37 (50) kW(Hp) AC Drive. This PF 70 comes with Enhanced Control, a Full Numeric LCD, and w/Brake. This AB VFD is Frame size E and powered with 400V AC 3 Phase and 3 Amps. | 100
69979 | 20AC072A3AYNACN0 | G | This Allen Bradley PowerFlex 70 is a 37 (50) kW(Hp) AC Drive. This PF 70 comes with Standard Control, a Full Numeric LCD, and w/Brake. This AB VFD is Frame size E and powered with 400V AC 3 Phase and 3 Amps. | 99.0385
69978 | 20AC072A3AYNADC0 | G | This Allen Bradley PowerFlex 70 is a 37 (50) kW(Hp) AC Drive. This PF 70 comes with Enhanced Control, a Full Numeric LCD, and w/Brake. This AB VFD is Frame size E and powered with 400V AC 3 Phase and 3 Amps. | 100
69977 | 20AC072A3AYNADN0 | G | This Allen Bradley PowerFlex 70 is a 37 (50) kW(Hp) AC Drive. This PF 70 comes with Standard Control, a Full Numeric LCD, and w/Brake. This AB VFD is Frame size E and powered with 400V AC 3 Phase and 3 Amps. | 100
69976 | 20AC072A3AYNAEC0 | G | This Allen Bradley PowerFlex 70 is a 37 (50) kW(Hp) AC Drive. This PF 70 comes with Enhanced Control, a Full Numeric LCD, and w/Brake. This AB VFD is Frame size E and powered with 400V AC 3 Phase and 3 Amps. | 100
69975 | 20AC072A3AYNAEN0 | G | This Allen Bradley PowerFlex 70 is a 37 (50) kW(Hp) AC Drive. This PF 70 comes with Standard Control, a Full Numeric LCD, and w/Brake. This AB VFD is Frame size E and powered with 400V AC 3 Phase and 3 Amps. | 100
70026 | 20AC072A3AYNANC0 | G | This Allen Bradley PowerFlex 70 is a 37 (50) kW(Hp) AC Drive. This PF 70 comes with Enhanced Control, a Full Numeric LCD, and w/Brake. This AB VFD is Frame size E and powered with 400V AC 3 Phase and 3 Amps. | 100
69974 | 20AC072A3AYNANN0 | G | This Allen Bradley PowerFlex 70 is a 37 (50) kW(Hp) AC Drive. This PF 70 comes with Standard Control, a Full Numeric LCD, and w/Brake. This AB VFD is Frame size E and powered with 400V AC 3 Phase and 3 Amps. | 100
69973 | 20AC072A3NYNACC0 | G | This Allen Bradley PowerFlex 70 is a 37 (50) kW(Hp) AC Drive. This PF 70 comes with Enhanced Control, a Full Numeric LCD, and w/Brake. This AB VFD is Frame size E and powered with 400V AC 3 Phase and 3 Amps. | 100
69972 | 20AC072A3NYNACN0 | G | This Allen Bradley PowerFlex 70 is a 37 (50) kW(Hp) AC Drive. This PF 70 comes with Standard Control, a Full Numeric LCD, and w/Brake. This AB VFD is Frame size E and powered with 400V AC 3 Phase and 3 Amps. | 100
69971 | 20AC072A3NYNADC0 | G | This Allen Bradley PowerFlex 70 is a 37 (50) kW(Hp) AC Drive. This PF 70 comes with Enhanced Control, a Full Numeric LCD, and w/Brake. This AB VFD is Frame size E and powered with 400V AC 3 Phase and 3 Amps. | 100
69970 | 20AC072A3NYNADN0 | G | This Allen Bradley PowerFlex 70 is a 37 (50) kW(Hp) AC Drive. This PF 70 comes with Standard Control, a Full Numeric LCD, and w/Brake. This AB VFD is Frame size E and powered with 400V AC 3 Phase and 3 Amps. | 100
69969 | 20AC072A3NYNAEC0 | G | This Allen Bradley PowerFlex 70 is a 37 (50) kW(Hp) AC Drive. This PF 70 comes with Enhanced Control, a Full Numeric LCD, and w/Brake. This AB VFD is Frame size E and powered with 400V AC 3 Phase and 3 Amps. | 100
69968 | 20AC072A3NYNAEN0 | G | This Allen Bradley PowerFlex 70 is a 37 (50) kW(Hp) AC Drive. This PF 70 comes with Standard Control, a Full Numeric LCD, and w/Brake. This AB VFD is Frame size E and powered with 400V AC 3 Phase and 3 Amps. | 100
69967 | 20AC072A3NYNANC0 | G | This Allen Bradley PowerFlex 70 is a 37 (50) kW(Hp) AC Drive. This PF 70 comes with Enhanced Control, a Full Numeric LCD, and w/Brake. This AB VFD is Frame size E and powered with 400V AC 3 Phase and 3 Amps. | 100
69966 | 20AC072A3NYNANN0 | G | This Allen Bradley PowerFlex 70 is a 37 (50) kW(Hp) AC Drive. This PF 70 comes with Standard Control, a Full Numeric LCD, and w/Brake. This AB VFD is Frame size E and powered with 400V AC 3 Phase and 3 Amps. | 100
70142 | 20AC072C3AYNANC0 | G | This Allen Bradley PowerFlex 70 is a 37 (50) kW(Hp) AC Drive. This PF 70 comes with Enhanced Control, a Full Numeric LCD, and w/Brake. This AB VFD is Frame size E and powered with 400V AC 3 Phase and 3 Amps. | 98.3213
70141 | 20AC072M3AYNANC0 | G | This Allen Bradley PowerFlex 70 is a 37 (50) kW(Hp) AC Drive. This PF 70 comes with Enhanced Control, a Full Numeric LCD, and w/Brake. This AB VFD is Frame size E and powered with 400V AC 3 Phase and 3 Amps. | 100
70140 | 20AC1P3A0AYNANC0 | G | This Allen Bradley PowerFlex 70 is a 0.37 (0.5) kW(Hp) AC Drive. This PF 70 comes with Enhanced Control, a Blank Cover, and w/Brake. This AB VFD is Frame size A and powered with 400V AC 3 Phase and 3 Amps. | 99.5146
70088 | 20AC1P3A0AYNANNN | G | This Allen Bradley PowerFlex 70 is a 0.37 (0.5) kW(Hp) AC Drive. This PF 70 comes with Standard Control, a Blank Cover, and w/Brake. This AB VFD is Frame size A and powered with 400V AC 3 Phase and 3 Amps. | 100
70089 | 20AC1P3A0AYNNNC0 | G | This Allen Bradley PowerFlex 70 is a 0.37 (0.5) kW(Hp) AC Drive. This PF 70 comes with Enhanced Control, a Blank Cover, and w/Brake. This AB VFD is Frame size A and powered with 400V AC 3 Phase and 3 Amps. | 100
70139 | 20AC1P3A2AYNNNNN | G | This Allen Bradley PowerFlex 70 is a 0.37 (0.5) kW(Hp) AC Drive. This PF 70 comes with Standard Control, a Blank Cover, and w/Brake. This AB VFD is Frame size A and powered with 400V AC 3 Phase and 3 Amps. | 99.5146
70138 | 20AC1P3A3AYNNEC0 | G | This Allen Bradley PowerFlex 70 is a 0.37 (0.5) kW(Hp) AC Drive. This PF 70 comes with Enhanced Control, a Full Numeric LCD, and w/Brake. This AB VFD is Frame size A and powered with 400V AC 3 Phase and 3 Amps. | 99.5261
70092 | 20AC1P3C3AYNANC0 | G | This Allen Bradley PowerFlex 70 is a 0.37 (0.5) kW(Hp) AC Drive. This PF 70 comes with Enhanced Control, a Full Numeric LCD, and w/Brake. This AB VFD is Frame size A and powered with 400V AC 3 Phase and 3 Amps. | 100
70137 | 20AC2P1A0AYNANC0 | G | This Allen Bradley PowerFlex 70 is a 0.75 (1.0) kW(Hp) AC Drive. This PF 70 comes with Enhanced Control, a Blank Cover, and w/Brake. This AB VFD is Frame size A and powered with 400V AC 3 Phase and 3 Amps. | 99.5146
70136 | 20AC2P1A0AYNANNN | G | This Allen Bradley PowerFlex 70 is a 0.75 (1.0) kW(Hp) AC Drive. This PF 70 comes with Standard Control, a Blank Cover, and w/Brake. This AB VFD is Frame size A and powered with 400V AC 3 Phase and 3 Amps. | 99.5146
70135 | 20AC2P1A0AYNNNC0 | G | This Allen Bradley PowerFlex 70 is a 0.75 (1.0) kW(Hp) AC Drive. This PF 70 comes with Enhanced Control, a Blank Cover, and w/Brake. This AB VFD is Frame size A and powered with 400V AC 3 Phase and 3 Amps. | 100
70091 | 20AC2P1A0AYNNNNN | G | This Allen Bradley PowerFlex 70 is a 0.75 (1.0) kW(Hp) AC Drive. This PF 70 comes with Standard Control, a Blank Cover, and w/Brake. This AB VFD is Frame size A and powered with 400V AC 3 Phase and 3 Amps. | 100
70134 | 20AC2P1A3AYNANNN | G | This Allen Bradley PowerFlex 70 is a 0.75 (1.0) kW(Hp) AC Drive. This PF 70 comes with Standard Control, a Full Numeric LCD, and w/Brake. This AB VFD is Frame size A and powered with 400V AC 3 Phase and 3 Amps. | 99.5261
70133 | 20AC2P1A3AYNNEC0 | G | This Allen Bradley PowerFlex 70 is a 0.75 (1.0) kW(Hp) AC Drive. This PF 70 comes with Enhanced Control, a Full Numeric LCD, and w/Brake. This AB VFD is Frame size A and powered with 400V AC 3 Phase and 3 Amps. | 99.5261
70132 | 20AC2P1A4AYNNNNN | G | This Allen Bradley PowerFlex 70 is a 0.75 (1.0) kW(Hp) AC Drive. This PF 70 comes with Standard Control, a Blank Cover, and w/Brake. This AB VFD is Frame size A and powered with 400V AC 3 Phase and 3 Amps. | 100
70087 | 20AC2P1C3AYNANC0 | G | This Allen Bradley PowerFlex 70 is a 0.75 (1.0) kW(Hp) AC Drive. This PF 70 comes with Enhanced Control, a Full Numeric LCD, and w/Brake. This AB VFD is Frame size A and powered with 400V AC 3 Phase and 3 Amps. | 100
70131 | 20AC3P5A0AYNANC0 | G | This Allen Bradley PowerFlex 70 is a 1.5 (2.0) kW(Hp) AC Drive. This PF 70 comes with Enhanced Control, a Blank Cover, and w/Brake. This AB VFD is Frame size A and powered with 400V AC 3 Phase and 3 Amps. | 99.0244
70090 | 20AC3P5A0AYNANNN | G | This Allen Bradley PowerFlex 70 is a 1.5 (2.0) kW(Hp) AC Drive. This PF 70 comes with Standard Control, a Blank Cover, and w/Brake. This AB VFD is Frame size A and powered with 400V AC 3 Phase and 3 Amps. | 100
70045 | 20AC3P5A0AYNNNC0 | G | This Allen Bradley PowerFlex 70 is a 1.5 (2.0) kW(Hp) AC Drive. This PF 70 comes with Enhanced Control, a Blank Cover, and w/Brake. This AB VFD is Frame size A and powered with 400V AC 3 Phase and 3 Amps. | 100
70106 | 20AC3P5A0AYNNNNN | G | This Allen Bradley PowerFlex 70 is a 1.5 (2.0) kW(Hp) AC Drive. This PF 70 comes with Standard Control, a Blank Cover, and w/Brake. This AB VFD is Frame size A and powered with 400V AC 3 Phase and 3 Amps. | 100
70130 | 20AC3P5A3AYNANC0 | G | This Allen Bradley PowerFlex 70 is a 1.5 (2.0) kW(Hp) AC Drive. This PF 70 comes with Enhanced Control, a Full Numeric LCD, and w/Brake. This AB VFD is Frame size A and powered with 400V AC 3 Phase and 3 Amps. | 99.0476
70129 | 20AC3P5A3AYNANNN | G | This Allen Bradley PowerFlex 70 is a 1.5 (2.0) kW(Hp) AC Drive. This PF 70 comes with Standard Control, a Full Numeric LCD, and w/Brake. This AB VFD is Frame size A and powered with 400V AC 3 Phase and 3 Amps. | 99.5238
70128 | 20AC3P5A3AYNNEC0 | G | This Allen Bradley PowerFlex 70 is a 1.5 (2.0) kW(Hp) AC Drive. This PF 70 comes with Enhanced Control, a Full Numeric LCD, and w/Brake. This AB VFD is Frame size A and powered with 400V AC 3 Phase and 3 Amps. | 100
70127 | 20AC3P5A4AYNNNNN | G | This Allen Bradley PowerFlex 70 is a 1.5 (2.0) kW(Hp) AC Drive. This PF 70 comes with Standard Control, a Blank Cover, and w/Brake. This AB VFD is Frame size A and powered with 400V AC 3 Phase and 3 Amps. | 99.5122
70126 | 20AC3P5A5AYNADNN | G | This Allen Bradley PowerFlex 70 is a 1.5 (2.0) kW(Hp) AC Drive. This PF 70 comes with Standard Control, a Prog. Only LCD, and w/Brake. This AB VFD is Frame size A and powered with 400V AC 3 Phase and 3 Amps. | 95.2153
70125 | 20AC3P5C3AYNNNC0 | G | This Allen Bradley PowerFlex 70 is a 1.5 (2.0) kW(Hp) AC Drive. This PF 70 comes with Enhanced Control, a Full Numeric LCD, and w/Brake. This AB VFD is Frame size A and powered with 400V AC 3 Phase and 3 Amps. | 100
70124 | 20AC3P5C5AYNANC0 | G | This Allen Bradley PowerFlex 70 is a 1.5 (2.0) kW(Hp) AC Drive. This PF 70 comes with Enhanced Control, a Prog. Only LCD, and w/Brake. This AB VFD is Frame size A and powered with 400V AC 3 Phase and 3 Amps. | 97.5962
70046 | 20AC5P0A0AYNANC0 | G | This Allen Bradley PowerFlex 70 is a 2.2 (3.0) kW(Hp) AC Drive. This PF 70 comes with Enhanced Control, a Blank Cover, and w/Brake. This AB VFD is Frame size B and powered with 400V AC 3 Phase and 3 Amps. | 100
70113 | 20AC5P0A0AYNANNN | G | This Allen Bradley PowerFlex 70 is a 2.2 (3.0) kW(Hp) AC Drive. This PF 70 comes with Standard Control, a Blank Cover, and w/Brake. This AB VFD is Frame size B and powered with 400V AC 3 Phase and 3 Amps. | 100
70123 | 20AC5P0A0AYNNNNN | G | This Allen Bradley PowerFlex 70 is a 2.2 (3.0) kW(Hp) AC Drive. This PF 70 comes with Standard Control, a Blank Cover, and w/Brake. This AB VFD is Frame size B and powered with 400V AC 3 Phase and 3 Amps. | 99.5122
70122 | 20AC5P0A1AYNNNNN | G | This Allen Bradley PowerFlex 70 is a 2.2 (3.0) kW(Hp) AC Drive. This PF 70 comes with Standard Control, a Blank Cover, and w/Brake. This AB VFD is Frame size B and powered with 400V AC 3 Phase and 3 Amps. | 100
70109 | 20AC5P0A3AYNNNC0 | G | This Allen Bradley PowerFlex 70 is a 2.2 (3.0) kW(Hp) AC Drive. This PF 70 comes with Enhanced Control, a Full Numeric LCD, and w/Brake. This AB VFD is Frame size B and powered with 400V AC 3 Phase and 3 Amps. | 99.5238
70114 | 20AC5P0F0AYNANC0 | G | This Allen Bradley PowerFlex 70 is a 2.2 (3.0) kW(Hp) AC Drive. This PF 70 comes with Enhanced Control, a Blank Cover, and w/Brake. This AB VFD is Frame size B and powered with 400V AC 3 Phase and 3 Amps. | 99.0196
69963 | 20AC8P7A0AYNANC0 | G | This Allen Bradley PowerFlex 70 is a 4.0 (5.0) kW(Hp) AC Drive. This PF 70 comes with Enhanced Control, a Blank Cover, and w/Brake. This AB VFD is Frame size B and powered with 400V AC 3 Phase and 3 Amps. | 100
70121 | 20AC8P7A0AYNANNN | G | This Allen Bradley PowerFlex 70 is a 4.0 (5.0) kW(Hp) AC Drive. This PF 70 comes with Standard Control, a Blank Cover, and w/Brake. This AB VFD is Frame size B and powered with 400V AC 3 Phase and 3 Amps. | 99.0244
70115 | 20AC8P7A0AYNARG0 | G | This Allen Bradley PowerFlex 70 is a 4.0 (5.0) kW(Hp) AC Drive. This PF 70 comes with Enhanced Control, a Blank Cover, and w/Brake. This AB VFD is Frame size B and powered with 400V AC 3 Phase and 3 Amps. | 100
69962 | 20AC8P7A0AYNNDNN | G | This Allen Bradley PowerFlex 70 is a 4.0 (5.0) kW(Hp) AC Drive. This PF 70 comes with Standard Control, a Blank Cover, and w/Brake. This AB VFD is Frame size B and powered with 400V AC 3 Phase and 3 Amps. | 100
70164 | 20AC8P7A0AYNNNC0 | G | This Allen Bradley PowerFlex 70 is a 4.0 (5.0) kW(Hp) AC Drive. This PF 70 comes with Enhanced Control, a Blank Cover, and w/Brake. This AB VFD is Frame size B and powered with 400V AC 3 Phase and 3 Amps. | 99.0244
70120 | 20AC8P7A0AYYANC0 | G | This Allen Bradley PowerFlex 70 is a 4.0 (5.0) kW(Hp) AC Drive. This PF 70 comes with Enhanced Control, a Blank Cover, and w/Brake. This AB VFD is Frame size B and powered with 400V AC 3 Phase and 3 Amps. | 100
70108 | 20AC8P7A1AYNADNN | G | This Allen Bradley PowerFlex 70 is a 4.0 (5.0) kW(Hp) AC Drive. This PF 70 comes with Standard Control, a Blank Cover, and w/Brake. This AB VFD is Frame size B and powered with 400V AC 3 Phase and 3 Amps. | 100
70119 | 20AC8P7A3AYNNEC0 | G | This Allen Bradley PowerFlex 70 is a 4.0 (5.0) kW(Hp) AC Drive. This PF 70 comes with Enhanced Control, a Full Numeric LCD, and w/Brake. This AB VFD is Frame size B and powered with 400V AC 3 Phase and 3 Amps. | 99.0476
70118 | 20AC8P7A3AYYACG0 | G | This Allen Bradley PowerFlex 70 is a 4.0 (5.0) kW(Hp) AC Drive. This PF 70 comes with Enhanced Control, a Full Numeric LCD, and w/Brake. This AB VFD is Frame size B and powered with 400V AC 3 Phase and 3 Amps. | 100
70107 | 20AC8P7A5AYNANNN | G | This Allen Bradley PowerFlex 70 is a 4.0 (5.0) kW(Hp) AC Drive. This PF 70 comes with Standard Control, a Prog. Only LCD, and w/Brake. This AB VFD is Frame size B and powered with 400V AC 3 Phase and 3 Amps. | 98.0769
70117 | 20AC8P7C3AYNNNC0 | G | This Allen Bradley PowerFlex 70 is a 4.0 (5.0) kW(Hp) AC Drive. This PF 70 comes with Enhanced Control, a Full Numeric LCD, and w/Brake. This AB VFD is Frame size B and powered with 400V AC 3 Phase and 3 Amps. | 100
70043 | 20AC8P7F3AYNNNC0 | G | This Allen Bradley PowerFlex 70 is a 4.0 (5.0) kW(Hp) AC Drive. This PF 70 comes with Enhanced Control, a Full Numeric LCD, and w/Brake. This AB VFD is Frame size B and powered with 400V AC 3 Phase and 3 Amps. | 100
69960 | 20AD011A0ANYNANC0 | G | This Allen Bradley PowerFlex 70 is a 5.5 (7.5) kW(Hp) AC Drive. This PF 70 comes with Standard Control, a Blank Cover, and w/Brake. This AB VFD is Frame size C and powered with 480V AC 3 Phase and 3 Amps. | 99.5122
69381 | 20AD011A0AYNACC0 | G | This Allen Bradley PowerFlex 70 is a 5.5 (7.5) kW(Hp) AC Drive. This PF 70 comes with Enhanced Control, a Blank Cover, and w/Brake. This AB VFD is Frame size C and powered with 480V AC 3 Phase and 3 Amps. | 100
69380 | 20AD011A0AYNACCN | G | This Allen Bradley PowerFlex 70 is a 5.5 (7.5) kW(Hp) AC Drive. This PF 70 comes with Enhanced Control, a Blank Cover, and w/Brake. This AB VFD is Frame size C and powered with 480V AC 3 Phase and 3 Amps. | 100
69379 | 20AD011A0AYNACNN | G | This Allen Bradley PowerFlex 70 is a 5.5 (7.5) kW(Hp) AC Drive. This PF 70 comes with Standard Control, a Blank Cover, and w/Brake. This AB VFD is Frame size C and powered with 480V AC 3 Phase and 3 Amps. | 100
69378 | 20AD011A0AYNADC0 | G | This Allen Bradley PowerFlex 70 is a 5.5 (7.5) kW(Hp) AC Drive. This PF 70 comes with Enhanced Control, a Blank Cover, and w/Brake. This AB VFD is Frame size C and powered with 480V AC 3 Phase and 3 Amps. | 100
69377 | 20AD011A0AYNADCN | G | This Allen Bradley PowerFlex 70 is a 5.5 (7.5) kW(Hp) AC Drive. This PF 70 comes with Enhanced Control, a Blank Cover, and w/Brake. This AB VFD is Frame size C and powered with 480V AC 3 Phase and 3 Amps. | 100
69376 | 20AD011A0AYNADNN | G | This Allen Bradley PowerFlex 70 is a 5.5 (7.5) kW(Hp) AC Drive. This PF 70 comes with Standard Control, a Blank Cover, and w/Brake. This AB VFD is Frame size C and powered with 480V AC 3 Phase and 3 Amps. | 100
69941 | 20AD011A0AYNAEC0 | G | This Allen Bradley PowerFlex 70 is a 5.5 (7.5) kW(Hp) AC Drive. This PF 70 comes with Enhanced Control, a Blank Cover, and w/Brake. This AB VFD is Frame size C and powered with 480V AC 3 Phase and 3 Amps. | 99.5122
69375 | 20AD011A0AYNAECN | G | This Allen Bradley PowerFlex 70 is a 5.5 (7.5) kW(Hp) AC Drive. This PF 70 comes with Enhanced Control, a Blank Cover, and w/Brake. This AB VFD is Frame size C and powered with 480V AC 3 Phase and 3 Amps. | 100
69792 | 20AD011A0AYNAEG0 | G | This Allen Bradley PowerFlex 70 is a 5.5 (7.5) kW(Hp) AC Drive. This PF 70 comes with Enhanced Control, a Blank Cover, and w/Brake. This AB VFD is Frame size C and powered with 480V AC 3 Phase and 3 Amps. | 100
69374 | 20AD011A0AYNAENN | G | This Allen Bradley PowerFlex 70 is a 5.5 (7.5) kW(Hp) AC Drive. This PF 70 comes with Standard Control, a Blank Cover, and w/Brake. This AB VFD is Frame size C and powered with 480V AC 3 Phase and 3 Amps. | 100
69146 | 20AD011A0AYNANC0 | G | This Allen Bradley PowerFlex 70 is a 5.5 (7.5) kW(Hp) AC Drive. This PF 70 comes with Enhanced Control, a Blank Cover, and w/Brake. This AB VFD is Frame size C and powered with 480V AC 3 Phase and 3 Amps. | 100
69373 | 20AD011A0AYNANCN | G | This Allen Bradley PowerFlex 70 is a 5.5 (7.5) kW(Hp) AC Drive. This PF 70 comes with Enhanced Control, a Blank Cover, and w/Brake. This AB VFD is Frame size C and powered with 480V AC 3 Phase and 3 Amps. | 100
69441 | 20AD011A0AYNANG0 | G | This Allen Bradley PowerFlex 70 is a 5.5 (7.5) kW(Hp) AC Drive. This PF 70 comes with Enhanced Control, a Blank Cover, and w/Brake. This AB VFD is Frame size C and powered with 480V AC 3 Phase and 3 Amps. | 100
69940 | 20AD011A0AYNANNN | G | This Allen Bradley PowerFlex 70 is a 5.5 (7.5) kW(Hp) AC Drive. This PF 70 comes with Standard Control, a Blank Cover, and w/Brake. This AB VFD is Frame size C and powered with 480V AC 3 Phase and 3 Amps. | 100
69939 | 20AD011A0AYNARNN | G | This Allen Bradley PowerFlex 70 is a 5.5 (7.5) kW(Hp) AC Drive. This PF 70 comes with Standard Control, a Blank Cover, and w/Brake. This AB VFD is Frame size C and powered with 480V AC 3 Phase and 3 Amps. | 100
69938 | 20AD011A0AYNSNNN | G | This Allen Bradley PowerFlex 70 is a 5.5 (7.5) kW(Hp) AC Drive. This PF 70 comes with Standard Control, a Blank Cover, and w/Brake. This AB VFD is Frame size C and powered with 480V AC 3 Phase and 3 Amps. | 100
69638 | 20AD011A0AYYANC0 | G | This Allen Bradley PowerFlex 70 is a 5.5 (7.5) kW(Hp) AC Drive. This PF 70 comes with Enhanced Control, a Blank Cover, and w/Brake. This AB VFD is Frame size C and powered with 480V AC 3 Phase and 3 Amps. | 100
69937 | 20AD011A0AYYANNN | G | This Allen Bradley PowerFlex 70 is a 5.5 (7.5) kW(Hp) AC Drive. This PF 70 comes with Standard Control, a Blank Cover, and w/Brake. This AB VFD is Frame size C and powered with 480V AC 3 Phase and 3 Amps. | 100
69372 | 20AD011A0NYNACC0 | G | This Allen Bradley PowerFlex 70 is a 5.5 (7.5) kW(Hp) AC Drive. This PF 70 comes with Enhanced Control, a Blank Cover, and w/Brake. This AB VFD is Frame size C and powered with 480V AC 3 Phase and 3 Amps. | 100
69371 | 20AD011A0NYNACCN | G | This Allen Bradley PowerFlex 70 is a 5.5 (7.5) kW(Hp) AC Drive. This PF 70 comes with Enhanced Control, a Blank Cover, and w/Brake. This AB VFD is Frame size C and powered with 480V AC 3 Phase and 3 Amps. | 100
69370 | 20AD011A0NYNACNN | G | This Allen Bradley PowerFlex 70 is a 5.5 (7.5) kW(Hp) AC Drive. This PF 70 comes with Standard Control, a Blank Cover, and w/Brake. This AB VFD is Frame size C and powered with 480V AC 3 Phase and 3 Amps. | 100
69369 | 20AD011A0NYNADC0 | G | This Allen Bradley PowerFlex 70 is a 5.5 (7.5) kW(Hp) AC Drive. This PF 70 comes with Enhanced Control, a Blank Cover, and w/Brake. This AB VFD is Frame size C and powered with 480V AC 3 Phase and 3 Amps. | 100
69368 | 20AD011A0NYNADCN | G | This Allen Bradley PowerFlex 70 is a 5.5 (7.5) kW(Hp) AC Drive. This PF 70 comes with Enhanced Control, a Blank Cover, and w/Brake. This AB VFD is Frame size C and powered with 480V AC 3 Phase and 3 Amps. | 100
69367 | 20AD011A0NYNADNN | G | This Allen Bradley PowerFlex 70 is a 5.5 (7.5) kW(Hp) AC Drive. This PF 70 comes with Standard Control, a Blank Cover, and w/Brake. This AB VFD is Frame size C and powered with 480V AC 3 Phase and 3 Amps. | 100
69366 | 20AD011A0NYNAEC0 | G | This Allen Bradley PowerFlex 70 is a 5.5 (7.5) kW(Hp) AC Drive. This PF 70 comes with Enhanced Control, a Blank Cover, and w/Brake. This AB VFD is Frame size C and powered with 480V AC 3 Phase and 3 Amps. | 100
69365 | 20AD011A0NYNAECN | G | This Allen Bradley PowerFlex 70 is a 5.5 (7.5) kW(Hp) AC Drive. This PF 70 comes with Enhanced Control, a Blank Cover, and w/Brake. This AB VFD is Frame size C and powered with 480V AC 3 Phase and 3 Amps. | 100
69364 | 20AD011A0NYNAENN | G | This Allen Bradley PowerFlex 70 is a 5.5 (7.5) kW(Hp) AC Drive. This PF 70 comes with Standard Control, a Blank Cover, and w/Brake. This AB VFD is Frame size C and powered with 480V AC 3 Phase and 3 Amps. | 100
69363 | 20AD011A0NYNANC0 | G | This Allen Bradley PowerFlex 70 is a 5.5 (7.5) kW(Hp) AC Drive. This PF 70 comes with Enhanced Control, a Blank Cover, and w/Brake. This AB VFD is Frame size C and powered with 480V AC 3 Phase and 3 Amps. | 100
69362 | 20AD011A0NYNANCN | G | This Allen Bradley PowerFlex 70 is a 5.5 (7.5) kW(Hp) AC Drive. This PF 70 comes with Enhanced Control, a Blank Cover, and w/Brake. This AB VFD is Frame size C and powered with 480V AC 3 Phase and 3 Amps. | 100
69798 | 20AD011A0NYNANNN | G | This Allen Bradley PowerFlex 70 is a 5.5 (7.5) kW(Hp) AC Drive. This PF 70 comes with Standard Control, a Blank Cover, and w/Brake. This AB VFD is Frame size C and powered with 480V AC 3 Phase and 3 Amps. | 100
69936 | 20AD011A1AYNANNN | G | This Allen Bradley PowerFlex 70 is a 5.5 (7.5) kW(Hp) AC Drive. This PF 70 comes with Standard Control, a Blank Cover, and w/Brake. This AB VFD is Frame size C and powered with 480V AC 3 Phase and 3 Amps. | 100
69935 | 20AD011A1AYYANNN | G | This Allen Bradley PowerFlex 70 is a 5.5 (7.5) kW(Hp) AC Drive. This PF 70 comes with Standard Control, a Blank Cover, and w/Brake. This AB VFD is Frame size C and powered with 480V AC 3 Phase and 3 Amps. | 100
69934 | 20AD011A2AYNADNN | G | This Allen Bradley PowerFlex 70 is a 5.5 (7.5) kW(Hp) AC Drive. This PF 70 comes with Standard Control, a Blank Cover, and w/Brake. This AB VFD is Frame size C and powered with 480V AC 3 Phase and 3 Amps. | 100
69933 | 20AD011A2AYNANNN | G | This Allen Bradley PowerFlex 70 is a 5.5 (7.5) kW(Hp) AC Drive. This PF 70 comes with Standard Control, a Blank Cover, and w/Brake. This AB VFD is Frame size C and powered with 480V AC 3 Phase and 3 Amps. | 100
69932 | 20AD011A3AYNACC0 | G | This Allen Bradley PowerFlex 70 is a 5.5 (7.5) kW(Hp) AC Drive. This PF 70 comes with Enhanced Control, a Full Numeric LCD, and w/Brake. This AB VFD is Frame size C and powered with 480V AC 3 Phase and 3 Amps. | 99.5238
69753 | 20AD011A3AYNACC1 | G | This Allen Bradley PowerFlex 70 is a 5.5 (7.5) kW(Hp) AC Drive. This PF 70 comes with Enhanced Control, a Full Numeric LCD, and w/Brake. This AB VFD is Frame size C and powered with 480V AC 3 Phase and 3 Amps. | 100
69361 | 20AD011A3AYNACCN | G | This Allen Bradley PowerFlex 70 is a 5.5 (7.5) kW(Hp) AC Drive. This PF 70 comes with Enhanced Control, a Full Numeric LCD, and w/Brake. This AB VFD is Frame size C and powered with 480V AC 3 Phase and 3 Amps. | 100
69931 | 20AD011A3AYNACG1 | G | This Allen Bradley PowerFlex 70 is a 5.5 (7.5) kW(Hp) AC Drive. This PF 70 comes with Enhanced Control, a Full Numeric LCD, and w/Brake. This AB VFD is Frame size C and powered with 480V AC 3 Phase and 3 Amps. | 100
69360 | 20AD011A3AYNACNN | G | This Allen Bradley PowerFlex 70 is a 5.5 (7.5) kW(Hp) AC Drive. This PF 70 comes with Standard Control, a Full Numeric LCD, and w/Brake. This AB VFD is Frame size C and powered with 480V AC 3 Phase and 3 Amps. | 100
69802 | 20AD011A3AYNADC0 | G | This Allen Bradley PowerFlex 70 is a 5.5 (7.5) kW(Hp) AC Drive. This PF 70 comes with Enhanced Control, a Full Numeric LCD, and w/Brake. This AB VFD is Frame size C and powered with 480V AC 3 Phase and 3 Amps. | 100
69359 | 20AD011A3AYNADCN | G | This Allen Bradley PowerFlex 70 is a 5.5 (7.5) kW(Hp) AC Drive. This PF 70 comes with Enhanced Control, a Full Numeric LCD, and w/Brake. This AB VFD is Frame size C and powered with 480V AC 3 Phase and 3 Amps. | 100
69930 | 20AD011A3AYNADNN | G | This Allen Bradley PowerFlex 70 is a 5.5 (7.5) kW(Hp) AC Drive. This PF 70 comes with Standard Control, a Full Numeric LCD, and w/Brake. This AB VFD is Frame size C and powered with 480V AC 3 Phase and 3 Amps. | 99.5238
69929 | 20AD011A3AYNAEC0 | G | This Allen Bradley PowerFlex 70 is a 5.5 (7.5) kW(Hp) AC Drive. This PF 70 comes with Enhanced Control, a Full Numeric LCD, and w/Brake. This AB VFD is Frame size C and powered with 480V AC 3 Phase and 3 Amps. | 100
69358 | 20AD011A3AYNAECN | G | This Allen Bradley PowerFlex 70 is a 5.5 (7.5) kW(Hp) AC Drive. This PF 70 comes with Enhanced Control, a Full Numeric LCD, and w/Brake. This AB VFD is Frame size C and powered with 480V AC 3 Phase and 3 Amps. | 100
69357 | 20AD011A3AYNAENN | G | This Allen Bradley PowerFlex 70 is a 5.5 (7.5) kW(Hp) AC Drive. This PF 70 comes with Standard Control, a Full Numeric LCD, and w/Brake. This AB VFD is Frame size C and powered with 480V AC 3 Phase and 3 Amps. | 100
69752 | 20AD011A3AYNANC0 | G | This Allen Bradley PowerFlex 70 is a 5.5 (7.5) kW(Hp) AC Drive. This PF 70 comes with Enhanced Control, a Full Numeric LCD, and w/Brake. This AB VFD is Frame size C and powered with 480V AC 3 Phase and 3 Amps. | 100
69434 | 20AD011A3AYNANC1 | G | This Allen Bradley PowerFlex 70 is a 5.5 (7.5) kW(Hp) AC Drive. This PF 70 comes with Enhanced Control, a Full Numeric LCD, and w/Brake. This AB VFD is Frame size C and powered with 480V AC 3 Phase and 3 Amps. | 100
69356 | 20AD011A3AYNANCN | G | This Allen Bradley PowerFlex 70 is a 5.5 (7.5) kW(Hp) AC Drive. This PF 70 comes with Enhanced Control, a Full Numeric LCD, and w/Brake. This AB VFD is Frame size C and powered with 480V AC 3 Phase and 3 Amps. | 100
69791 | 20AD011A3AYNANG0 | G | This Allen Bradley PowerFlex 70 is a 5.5 (7.5) kW(Hp) AC Drive. This PF 70 comes with Enhanced Control, a Full Numeric LCD, and w/Brake. This AB VFD is Frame size C and powered with 480V AC 3 Phase and 3 Amps. | 100
69707 | 20AD011A3AYNANNN | G | This Allen Bradley PowerFlex 70 is a 5.5 (7.5) kW(Hp) AC Drive. This PF 70 comes with Standard Control, a Full Numeric LCD, and w/Brake. This AB VFD is Frame size C and powered with 480V AC 3 Phase and 3 Amps. | 100
69751 | 20AD011A3AYNARC0 | G | This Allen Bradley PowerFlex 70 is a 5.5 (7.5) kW(Hp) AC Drive. This PF 70 comes with Enhanced Control, a Full Numeric LCD, and w/Brake. This AB VFD is Frame size C and powered with 480V AC 3 Phase and 3 Amps. | 100
69928 | 20AD011A3AYYANNN | G | This Allen Bradley PowerFlex 70 is a 5.5 (7.5) kW(Hp) AC Drive. This PF 70 comes with Standard Control, a Full Numeric LCD, and w/Brake. This AB VFD is Frame size C and powered with 480V AC 3 Phase and 3 Amps. | 100
69355 | 20AD011A3NYNACC0 | G | This Allen Bradley PowerFlex 70 is a 5.5 (7.5) kW(Hp) AC Drive. This PF 70 comes with Enhanced Control, a Full Numeric LCD, and w/Brake. This AB VFD is Frame size C and powered with 480V AC 3 Phase and 3 Amps. | 100
69354 | 20AD011A3NYNACNN | G | This Allen Bradley PowerFlex 70 is a 5.5 (7.5) kW(Hp) AC Drive. This PF 70 comes with Standard Control, a Full Numeric LCD, and w/Brake. This AB VFD is Frame size C and powered with 480V AC 3 Phase and 3 Amps. | 100
69353 | 20AD011A3NYNADC0 | G | This Allen Bradley PowerFlex 70 is a 5.5 (7.5) kW(Hp) AC Drive. This PF 70 comes with Enhanced Control, a Full Numeric LCD, and w/Brake. This AB VFD is Frame size C and powered with 480V AC 3 Phase and 3 Amps. | 100
69352 | 20AD011A3NYNADCN | G | This Allen Bradley PowerFlex 70 is a 5.5 (7.5) kW(Hp) AC Drive. This PF 70 comes with Enhanced Control, a Full Numeric LCD, and w/Brake. This AB VFD is Frame size C and powered with 480V AC 3 Phase and 3 Amps. | 100
69351 | 20AD011A3NYNADNN | G | This Allen Bradley PowerFlex 70 is a 5.5 (7.5) kW(Hp) AC Drive. This PF 70 comes with Standard Control, a Full Numeric LCD, and w/Brake. This AB VFD is Frame size C and powered with 480V AC 3 Phase and 3 Amps. | 100
69350 | 20AD011A3NYNAECN | G | This Allen Bradley PowerFlex 70 is a 5.5 (7.5) kW(Hp) AC Drive. This PF 70 comes with Enhanced Control, a Full Numeric LCD, and w/Brake. This AB VFD is Frame size C and powered with 480V AC 3 Phase and 3 Amps. | 100
69349 | 20AD011A3NYNAENN | G | This Allen Bradley PowerFlex 70 is a 5.5 (7.5) kW(Hp) AC Drive. This PF 70 comes with Standard Control, a Full Numeric LCD, and w/Brake. This AB VFD is Frame size C and powered with 480V AC 3 Phase and 3 Amps. | 100
69348 | 20AD011A3NYNANC0 | G | This Allen Bradley PowerFlex 70 is a 5.5 (7.5) kW(Hp) AC Drive. This PF 70 comes with Enhanced Control, a Full Numeric LCD, and w/Brake. This AB VFD is Frame size C and powered with 480V AC 3 Phase and 3 Amps. | 100
69347 | 20AD011A3NYNANCN | G | This Allen Bradley PowerFlex 70 is a 5.5 (7.5) kW(Hp) AC Drive. This PF 70 comes with Enhanced Control, a Full Numeric LCD, and w/Brake. This AB VFD is Frame size C and powered with 480V AC 3 Phase and 3 Amps. | 100
69607 | 20AD011A3NYNANNN | G | This Allen Bradley PowerFlex 70 is a 5.5 (7.5) kW(Hp) AC Drive. This PF 70 comes with Standard Control, a Full Numeric LCD, and w/Brake. This AB VFD is Frame size C and powered with 480V AC 3 Phase and 3 Amps. | 100
69620 | 20AD011C0AYNANNN | G | This Allen Bradley PowerFlex 70 is a 5.5 (7.5) kW(Hp) AC Drive. This PF 70 comes with Standard Control, a Blank Cover, and w/Brake. This AB VFD is Frame size C and powered with 480V AC 3 Phase and 3 Amps. | 100
69145 | 20AD011C3AYNANC0 | G | This Allen Bradley PowerFlex 70 is a 5.5 (7.5) kW(Hp) AC Drive. This PF 70 comes with Enhanced Control, a Full Numeric LCD, and w/Brake. This AB VFD is Frame size C and powered with 480V AC 3 Phase and 3 Amps. | 100
69927 | 20AD011C3AYNANNN | G | This Allen Bradley PowerFlex 70 is a 5.5 (7.5) kW(Hp) AC Drive. This PF 70 comes with Standard Control, a Full Numeric LCD, and w/Brake. This AB VFD is Frame size C and powered with 480V AC 3 Phase and 3 Amps. | 100
69926 | 20AD011C3AYNARC0 | G | This Allen Bradley PowerFlex 70 is a 5.5 (7.5) kW(Hp) AC Drive. This PF 70 comes with Enhanced Control, a Full Numeric LCD, and w/Brake. This AB VFD is Frame size C and powered with 480V AC 3 Phase and 3 Amps. | 100
69750 | 20AD011C3AYNARNN | G | This Allen Bradley PowerFlex 70 is a 5.5 (7.5) kW(Hp) AC Drive. This PF 70 comes with Standard Control, a Full Numeric LCD, and w/Brake. This AB VFD is Frame size C and powered with 480V AC 3 Phase and 3 Amps. | 100
69699 | 20AD011C3AYYANC0 | G | This Allen Bradley PowerFlex 70 is a 5.5 (7.5) kW(Hp) AC Drive. This PF 70 comes with Enhanced Control, a Full Numeric LCD, and w/Brake. This AB VFD is Frame size C and powered with 480V AC 3 Phase and 3 Amps. | 100
69925 | 20AD011C3AYYANNN | G | This Allen Bradley PowerFlex 70 is a 5.5 (7.5) kW(Hp) AC Drive. This PF 70 comes with Standard Control, a Full Numeric LCD, and w/Brake. This AB VFD is Frame size C and powered with 480V AC 3 Phase and 3 Amps. | 100
69144 | 20AD011F0AYNANC0 | G | This Allen Bradley PowerFlex 70 is a 5.5 (7.5) kW(Hp) AC Drive. This PF 70 comes with Enhanced Control, a Blank Cover, and w/Brake. This AB VFD is Frame size C and powered with 480V AC 3 Phase and 3 Amps. | 100
69749 | 20AD011F0AYNANNN | G | This Allen Bradley PowerFlex 70 is a 5.5 (7.5) kW(Hp) AC Drive. This PF 70 comes with Standard Control, a Blank Cover, and w/Brake. This AB VFD is Frame size C and powered with 480V AC 3 Phase and 3 Amps. | 100
69748 | 20AD011F3AYNAEC0 | G | This Allen Bradley PowerFlex 70 is a 5.5 (7.5) kW(Hp) AC Drive. This PF 70 comes with Enhanced Control, a Full Numeric LCD, and w/Brake. This AB VFD is Frame size C and powered with 480V AC 3 Phase and 3 Amps. | 100
69433 | 20AD011F3AYNANC1 | G | This Allen Bradley PowerFlex 70 is a 5.5 (7.5) kW(Hp) AC Drive. This PF 70 comes with Enhanced Control, a Full Numeric LCD, and w/Brake. This AB VFD is Frame size C and powered with 480V AC 3 Phase and 3 Amps. | 100
69224 | 20AD0140AYNANC0 | G | This Allen Bradley PowerFlex 70 is a 7.5 (10) kW(Hp) AC Drive. This PF 70 comes with Standard Control, a Blank Cover, and w/Brake. This AB VFD is Frame size C and powered with 480V AC 3 Phase and 3 Amps. | 100
69221 | 20AD0140AYNANNN | G | This Allen Bradley PowerFlex 70 is a 7.5 (10) kW(Hp) AC Drive. This PF 70 comes with Standard Control, a Blank Cover, and w/Brake. This AB VFD is Frame size C and powered with 480V AC 3 Phase and 3 Amps. | 100
69694 | 20AD014A0AYNACC0 | G | This Allen Bradley PowerFlex 70 is a 7.5 (10) kW(Hp) AC Drive. This PF 70 comes with Enhanced Control, a Blank Cover, and w/Brake. This AB VFD is Frame size C and powered with 480V AC 3 Phase and 3 Amps. | 100
69693 | 20AD014A0AYNACCN | G | This Allen Bradley PowerFlex 70 is a 7.5 (10) kW(Hp) AC Drive. This PF 70 comes with Enhanced Control, a Blank Cover, and w/Brake. This AB VFD is Frame size C and powered with 480V AC 3 Phase and 3 Amps. | 100
69692 | 20AD014A0AYNACNN | G | This Allen Bradley PowerFlex 70 is a 7.5 (10) kW(Hp) AC Drive. This PF 70 comes with Standard Control, a Blank Cover, and w/Brake. This AB VFD is Frame size C and powered with 480V AC 3 Phase and 3 Amps. | 100
69691 | 20AD014A0AYNADC0 | G | This Allen Bradley PowerFlex 70 is a 7.5 (10) kW(Hp) AC Drive. This PF 70 comes with Enhanced Control, a Blank Cover, and w/Brake. This AB VFD is Frame size C and powered with 480V AC 3 Phase and 3 Amps. | 100
69690 | 20AD014A0AYNADCN | G | This Allen Bradley PowerFlex 70 is a 7.5 (10) kW(Hp) AC Drive. This PF 70 comes with Enhanced Control, a Blank Cover, and w/Brake. This AB VFD is Frame size C and powered with 480V AC 3 Phase and 3 Amps. | 100
69924 | 20AD014A0AYNADNN | G | This Allen Bradley PowerFlex 70 is a 7.5 (10) kW(Hp) AC Drive. This PF 70 comes with Standard Control, a Blank Cover, and w/Brake. This AB VFD is Frame size C and powered with 480V AC 3 Phase and 3 Amps. | 99.5098
69689 | 20AD014A0AYNAEC0 | G | This Allen Bradley PowerFlex 70 is a 7.5 (10) kW(Hp) AC Drive. This PF 70 comes with Enhanced Control, a Blank Cover, and w/Brake. This AB VFD is Frame size C and powered with 480V AC 3 Phase and 3 Amps. | 100
69688 | 20AD014A0AYNAECN | G | This Allen Bradley PowerFlex 70 is a 7.5 (10) kW(Hp) AC Drive. This PF 70 comes with Enhanced Control, a Blank Cover, and w/Brake. This AB VFD is Frame size C and powered with 480V AC 3 Phase and 3 Amps. | 100
69687 | 20AD014A0AYNAENN | G | This Allen Bradley PowerFlex 70 is a 7.5 (10) kW(Hp) AC Drive. This PF 70 comes with Standard Control, a Blank Cover, and w/Brake. This AB VFD is Frame size C and powered with 480V AC 3 Phase and 3 Amps. | 100
69143 | 20AD014A0AYNANC0 | G | This Allen Bradley PowerFlex 70 is a 7.5 (10) kW(Hp) AC Drive. This PF 70 comes with Enhanced Control, a Blank Cover, and w/Brake. This AB VFD is Frame size C and powered with 480V AC 3 Phase and 3 Amps. | 100
69686 | 20AD014A0AYNANCN | G | This Allen Bradley PowerFlex 70 is a 7.5 (10) kW(Hp) AC Drive. This PF 70 comes with Enhanced Control, a Blank Cover, and w/Brake. This AB VFD is Frame size C and powered with 480V AC 3 Phase and 3 Amps. | 100
69215 | 20AD014A0AYNANN | G | This Allen Bradley PowerFlex 70 is a 7.5 (10) kW(Hp) AC Drive. This PF 70 comes with Standard Control, a Blank Cover, and w/Brake. This AB VFD is Frame size C and powered with 480V AC 3 Phase and 3 Amps. | 100
69204 | 20AD014A0AYNANNN | G | This Allen Bradley PowerFlex 70 is a 7.5 (10) kW(Hp) AC Drive. This PF 70 comes with Standard Control, a Blank Cover, and w/Brake. This AB VFD is Frame size C and powered with 480V AC 3 Phase and 3 Amps. | 100
69685 | 20AD014A0NYNACC0 | G | This Allen Bradley PowerFlex 70 is a 7.5 (10) kW(Hp) AC Drive. This PF 70 comes with Enhanced Control, a Blank Cover, and w/Brake. This AB VFD is Frame size C and powered with 480V AC 3 Phase and 3 Amps. | 100
69684 | 20AD014A0NYNACCN | G | This Allen Bradley PowerFlex 70 is a 7.5 (10) kW(Hp) AC Drive. This PF 70 comes with Enhanced Control, a Blank Cover, and w/Brake. This AB VFD is Frame size C and powered with 480V AC 3 Phase and 3 Amps. | 100
69683 | 20AD014A0NYNACNN | G | This Allen Bradley PowerFlex 70 is a 7.5 (10) kW(Hp) AC Drive. This PF 70 comes with Standard Control, a Blank Cover, and w/Brake. This AB VFD is Frame size C and powered with 480V AC 3 Phase and 3 Amps. | 100
69682 | 20AD014A0NYNADC0 | G | This Allen Bradley PowerFlex 70 is a 7.5 (10) kW(Hp) AC Drive. This PF 70 comes with Enhanced Control, a Blank Cover, and w/Brake. This AB VFD is Frame size C and powered with 480V AC 3 Phase and 3 Amps. | 100
69681 | 20AD014A0NYNADCN | G | This Allen Bradley PowerFlex 70 is a 7.5 (10) kW(Hp) AC Drive. This PF 70 comes with Enhanced Control, a Blank Cover, and w/Brake. This AB VFD is Frame size C and powered with 480V AC 3 Phase and 3 Amps. | 100
69680 | 20AD014A0NYNADNN | G | This Allen Bradley PowerFlex 70 is a 7.5 (10) kW(Hp) AC Drive. This PF 70 comes with Standard Control, a Blank Cover, and w/Brake. This AB VFD is Frame size C and powered with 480V AC 3 Phase and 3 Amps. | 100
69679 | 20AD014A0NYNAEC0 | G | This Allen Bradley PowerFlex 70 is a 7.5 (10) kW(Hp) AC Drive. This PF 70 comes with Enhanced Control, a Blank Cover, and w/Brake. This AB VFD is Frame size C and powered with 480V AC 3 Phase and 3 Amps. | 100
69678 | 20AD014A0NYNAECN | G | This Allen Bradley PowerFlex 70 is a 7.5 (10) kW(Hp) AC Drive. This PF 70 comes with Enhanced Control, a Blank Cover, and w/Brake. This AB VFD is Frame size C and powered with 480V AC 3 Phase and 3 Amps. | 100
69677 | 20AD014A0NYNAENN | G | This Allen Bradley PowerFlex 70 is a 7.5 (10) kW(Hp) AC Drive. This PF 70 comes with Standard Control, a Blank Cover, and w/Brake. This AB VFD is Frame size C and powered with 480V AC 3 Phase and 3 Amps. | 100
69676 | 20AD014A0NYNANC0 | G | This Allen Bradley PowerFlex 70 is a 7.5 (10) kW(Hp) AC Drive. This PF 70 comes with Enhanced Control, a Blank Cover, and w/Brake. This AB VFD is Frame size C and powered with 480V AC 3 Phase and 3 Amps. | 100
69675 | 20AD014A0NYNANCN | G | This Allen Bradley PowerFlex 70 is a 7.5 (10) kW(Hp) AC Drive. This PF 70 comes with Enhanced Control, a Blank Cover, and w/Brake. This AB VFD is Frame size C and powered with 480V AC 3 Phase and 3 Amps. | 100
69674 | 20AD014A0NYNANNN | G | This Allen Bradley PowerFlex 70 is a 7.5 (10) kW(Hp) AC Drive. This PF 70 comes with Standard Control, a Blank Cover, and w/Brake. This AB VFD is Frame size C and powered with 480V AC 3 Phase and 3 Amps. | 100
69765 | 20AD014A0NYYADNN | G | This Allen Bradley PowerFlex 70 is a 7.5 (10) kW(Hp) AC Drive. This PF 70 comes with Standard Control, a Blank Cover, and w/Brake. This AB VFD is Frame size C and powered with 480V AC 3 Phase and 3 Amps. | 100
69923 | 20AD014A1AYNANNN | G | This Allen Bradley PowerFlex 70 is a 7.5 (10) kW(Hp) AC Drive. This PF 70 comes with Standard Control, a Blank Cover, and w/Brake. This AB VFD is Frame size C and powered with 480V AC 3 Phase and 3 Amps. | 100
69922 | 20AD014A1AYNARNN | G | This Allen Bradley PowerFlex 70 is a 7.5 (10) kW(Hp) AC Drive. This PF 70 comes with Standard Control, a Blank Cover, and w/Brake. This AB VFD is Frame size C and powered with 480V AC 3 Phase and 3 Amps. | 100
69652 | 20AD014A2AYNANNN | G | This Allen Bradley PowerFlex 70 is a 7.5 (10) kW(Hp) AC Drive. This PF 70 comes with Standard Control, a Blank Cover, and w/Brake. This AB VFD is Frame size C and powered with 480V AC 3 Phase and 3 Amps. | 100
69706 | 20AD014A2NYNACG0 | G | This Allen Bradley PowerFlex 70 is a 7.5 (10) kW(Hp) AC Drive. This PF 70 comes with Enhanced Control, a Blank Cover, and w/Brake. This AB VFD is Frame size C and powered with 480V AC 3 Phase and 3 Amps. | 100
69747 | 20AD014A2NYYANNN | G | This Allen Bradley PowerFlex 70 is a 7.5 (10) kW(Hp) AC Drive. This PF 70 comes with Standard Control, a Blank Cover, and w/Brake. This AB VFD is Frame size C and powered with 480V AC 3 Phase and 3 Amps. | 100
69921 | 20AD014A3AYNACC0 | G | This Allen Bradley PowerFlex 70 is a 7.5 (10) kW(Hp) AC Drive. This PF 70 comes with Enhanced Control, a Full Numeric LCD, and w/Brake. This AB VFD is Frame size C and powered with 480V AC 3 Phase and 3 Amps. | 99.5215
69673 | 20AD014A3AYNACCN | G | This Allen Bradley PowerFlex 70 is a 7.5 (10) kW(Hp) AC Drive. This PF 70 comes with Enhanced Control, a Full Numeric LCD, and w/Brake. This AB VFD is Frame size C and powered with 480V AC 3 Phase and 3 Amps. | 100
69672 | 20AD014A3AYNACNN | G | This Allen Bradley PowerFlex 70 is a 7.5 (10) kW(Hp) AC Drive. This PF 70 comes with Standard Control, a Full Numeric LCD, and w/Brake. This AB VFD is Frame size C and powered with 480V AC 3 Phase and 3 Amps. | 100
69671 | 20AD014A3AYNADC0 | G | This Allen Bradley PowerFlex 70 is a 7.5 (10) kW(Hp) AC Drive. This PF 70 comes with Enhanced Control, a Full Numeric LCD, and w/Brake. This AB VFD is Frame size C and powered with 480V AC 3 Phase and 3 Amps. | 100
69670 | 20AD014A3AYNADCN | G | This Allen Bradley PowerFlex 70 is a 7.5 (10) kW(Hp) AC Drive. This PF 70 comes with Enhanced Control, a Full Numeric LCD, and w/Brake. This AB VFD is Frame size C and powered with 480V AC 3 Phase and 3 Amps. | 100
69920 | 20AD014A3AYNADG0 | G | This Allen Bradley PowerFlex 70 is a 7.5 (10) kW(Hp) AC Drive. This PF 70 comes with Enhanced Control, a Full Numeric LCD, and w/Brake. This AB VFD is Frame size C and powered with 480V AC 3 Phase and 3 Amps. | 100
69919 | 20AD014A3AYNADNN | G | This Allen Bradley PowerFlex 70 is a 7.5 (10) kW(Hp) AC Drive. This PF 70 comes with Standard Control, a Full Numeric LCD, and w/Brake. This AB VFD is Frame size C and powered with 480V AC 3 Phase and 3 Amps. | 99.5215
69669 | 20AD014A3AYNAEC0 | G | This Allen Bradley PowerFlex 70 is a 7.5 (10) kW(Hp) AC Drive. This PF 70 comes with Enhanced Control, a Full Numeric LCD, and w/Brake. This AB VFD is Frame size C and powered with 480V AC 3 Phase and 3 Amps. | 100
69668 | 20AD014A3AYNAECN | G | This Allen Bradley PowerFlex 70 is a 7.5 (10) kW(Hp) AC Drive. This PF 70 comes with Enhanced Control, a Full Numeric LCD, and w/Brake. This AB VFD is Frame size C and powered with 480V AC 3 Phase and 3 Amps. | 100
69918 | 20AD014A3AYNAEG0 | G | This Allen Bradley PowerFlex 70 is a 7.5 (10) kW(Hp) AC Drive. This PF 70 comes with Enhanced Control, a Full Numeric LCD, and w/Brake. This AB VFD is Frame size C and powered with 480V AC 3 Phase and 3 Amps. | 100
69667 | 20AD014A3AYNAENN | G | This Allen Bradley PowerFlex 70 is a 7.5 (10) kW(Hp) AC Drive. This PF 70 comes with Standard Control, a Full Numeric LCD, and w/Brake. This AB VFD is Frame size C and powered with 480V AC 3 Phase and 3 Amps. | 100
69746 | 20AD014A3AYNANC0 | G | This Allen Bradley PowerFlex 70 is a 7.5 (10) kW(Hp) AC Drive. This PF 70 comes with Enhanced Control, a Full Numeric LCD, and w/Brake. This AB VFD is Frame size C and powered with 480V AC 3 Phase and 3 Amps. | 100
69917 | 20AD014A3AYNANC1 | G | This Allen Bradley PowerFlex 70 is a 7.5 (10) kW(Hp) AC Drive. This PF 70 comes with Enhanced Control, a Full Numeric LCD, and w/Brake. This AB VFD is Frame size C and powered with 480V AC 3 Phase and 3 Amps. | 100
69666 | 20AD014A3AYNANCN | G | This Allen Bradley PowerFlex 70 is a 7.5 (10) kW(Hp) AC Drive. This PF 70 comes with Enhanced Control, a Full Numeric LCD, and w/Brake. This AB VFD is Frame size C and powered with 480V AC 3 Phase and 3 Amps. | 100
69916 | 20AD014A3AYNANG0 | G | This Allen Bradley PowerFlex 70 is a 7.5 (10) kW(Hp) AC Drive. This PF 70 comes with Enhanced Control, a Full Numeric LCD, and w/Brake. This AB VFD is Frame size C and powered with 480V AC 3 Phase and 3 Amps. | 100
69790 | 20AD014A3AYNANNN | G | This Allen Bradley PowerFlex 70 is a 7.5 (10) kW(Hp) AC Drive. This PF 70 comes with Standard Control, a Full Numeric LCD, and w/Brake. This AB VFD is Frame size C and powered with 480V AC 3 Phase and 3 Amps. | 100
69745 | 20AD014A3AYNARC0 | G | This Allen Bradley PowerFlex 70 is a 7.5 (10) kW(Hp) AC Drive. This PF 70 comes with Enhanced Control, a Full Numeric LCD, and w/Brake. This AB VFD is Frame size C and powered with 480V AC 3 Phase and 3 Amps. | 100
69915 | 20AD014A3AYNARNN | G | This Allen Bradley PowerFlex 70 is a 7.5 (10) kW(Hp) AC Drive. This PF 70 comes with Standard Control, a Full Numeric LCD, and w/Brake. This AB VFD is Frame size C and powered with 480V AC 3 Phase and 3 Amps. | 100
69803 | 20AD014A3AYYACNN | G | This Allen Bradley PowerFlex 70 is a 7.5 (10) kW(Hp) AC Drive. This PF 70 comes with Standard Control, a Full Numeric LCD, and w/Brake. This AB VFD is Frame size C and powered with 480V AC 3 Phase and 3 Amps. | 100
69793 | 20AD014A3AYYADC0 | G | This Allen Bradley PowerFlex 70 is a 7.5 (10) kW(Hp) AC Drive. This PF 70 comes with Enhanced Control, a Full Numeric LCD, and w/Brake. This AB VFD is Frame size C and powered with 480V AC 3 Phase and 3 Amps. | 100
69618 | 20AD014A3AYYAENN | G | This Allen Bradley PowerFlex 70 is a 7.5 (10) kW(Hp) AC Drive. This PF 70 comes with Standard Control, a Full Numeric LCD, and w/Brake. This AB VFD is Frame size C and powered with 480V AC 3 Phase and 3 Amps. | 100
69914 | 20AD014A3AYYANC0 | G | This Allen Bradley PowerFlex 70 is a 7.5 (10) kW(Hp) AC Drive. This PF 70 comes with Enhanced Control, a Full Numeric LCD, and w/Brake. This AB VFD is Frame size C and powered with 480V AC 3 Phase and 3 Amps. | 100
69913 | 20AD014A3AYYANG0 | G | This Allen Bradley PowerFlex 70 is a 7.5 (10) kW(Hp) AC Drive. This PF 70 comes with Enhanced Control, a Full Numeric LCD, and w/Brake. This AB VFD is Frame size C and powered with 480V AC 3 Phase and 3 Amps. | 100
69617 | 20AD014A3AYYANNN | G | This Allen Bradley PowerFlex 70 is a 7.5 (10) kW(Hp) AC Drive. This PF 70 comes with Standard Control, a Full Numeric LCD, and w/Brake. This AB VFD is Frame size C and powered with 480V AC 3 Phase and 3 Amps. | 100
69665 | 20AD014A3NYNACC0 | G | This Allen Bradley PowerFlex 70 is a 7.5 (10) kW(Hp) AC Drive. This PF 70 comes with Enhanced Control, a Full Numeric LCD, and w/Brake. This AB VFD is Frame size C and powered with 480V AC 3 Phase and 3 Amps. | 100
69664 | 20AD014A3NYNACCN | G | This Allen Bradley PowerFlex 70 is a 7.5 (10) kW(Hp) AC Drive. This PF 70 comes with Enhanced Control, a Full Numeric LCD, and w/Brake. This AB VFD is Frame size C and powered with 480V AC 3 Phase and 3 Amps. | 100
69663 | 20AD014A3NYNACNN | G | This Allen Bradley PowerFlex 70 is a 7.5 (10) kW(Hp) AC Drive. This PF 70 comes with Standard Control, a Full Numeric LCD, and w/Brake. This AB VFD is Frame size C and powered with 480V AC 3 Phase and 3 Amps. | 100
69662 | 20AD014A3NYNADC0 | G | This Allen Bradley PowerFlex 70 is a 7.5 (10) kW(Hp) AC Drive. This PF 70 comes with Enhanced Control, a Full Numeric LCD, and w/Brake. This AB VFD is Frame size C and powered with 480V AC 3 Phase and 3 Amps. | 100
69661 | 20AD014A3NYNADCN | G | This Allen Bradley PowerFlex 70 is a 7.5 (10) kW(Hp) AC Drive. This PF 70 comes with Enhanced Control, a Full Numeric LCD, and w/Brake. This AB VFD is Frame size C and powered with 480V AC 3 Phase and 3 Amps. | 100
69660 | 20AD014A3NYNADNN | G | This Allen Bradley PowerFlex 70 is a 7.5 (10) kW(Hp) AC Drive. This PF 70 comes with Standard Control, a Full Numeric LCD, and w/Brake. This AB VFD is Frame size C and powered with 480V AC 3 Phase and 3 Amps. | 100
69659 | 20AD014A3NYNAEC0 | G | This Allen Bradley PowerFlex 70 is a 7.5 (10) kW(Hp) AC Drive. This PF 70 comes with Enhanced Control, a Full Numeric LCD, and w/Brake. This AB VFD is Frame size C and powered with 480V AC 3 Phase and 3 Amps. | 100
69658 | 20AD014A3NYNAECN | G | This Allen Bradley PowerFlex 70 is a 7.5 (10) kW(Hp) AC Drive. This PF 70 comes with Enhanced Control, a Full Numeric LCD, and w/Brake. This AB VFD is Frame size C and powered with 480V AC 3 Phase and 3 Amps. | 100
69657 | 20AD014A3NYNAENN | G | This Allen Bradley PowerFlex 70 is a 7.5 (10) kW(Hp) AC Drive. This PF 70 comes with Standard Control, a Full Numeric LCD, and w/Brake. This AB VFD is Frame size C and powered with 480V AC 3 Phase and 3 Amps. | 100
69656 | 20AD014A3NYNANC0 | G | This Allen Bradley PowerFlex 70 is a 7.5 (10) kW(Hp) AC Drive. This PF 70 comes with Enhanced Control, a Full Numeric LCD, and w/Brake. This AB VFD is Frame size C and powered with 480V AC 3 Phase and 3 Amps. | 100
69912 | 20AD014A3NYNANNN | G | This Allen Bradley PowerFlex 70 is a 7.5 (10) kW(Hp) AC Drive. This PF 70 comes with Standard Control, a Full Numeric LCD, and w/Brake. This AB VFD is Frame size C and powered with 480V AC 3 Phase and 3 Amps. | 100
69218 | 20AD014AAYNANC0 | G | This Allen Bradley PowerFlex 70 is a 7.5 (10) kW(Hp) AC Drive. This PF 70 comes with Standard Control, a Blank Cover, and w/Brake. This AB VFD is Frame size C and powered with 480V AC 3 Phase and 3 Amps. | 100
69911 | 20AD014C0AYNANC0 | G | This Allen Bradley PowerFlex 70 is a 7.5 (10) kW(Hp) AC Drive. This PF 70 comes with Enhanced Control, a Blank Cover, and w/Brake. This AB VFD is Frame size C and powered with 480V AC 3 Phase and 3 Amps. | 99.5098
69346 | 20AD014C3AYNACNN | G | This Allen Bradley PowerFlex 70 is a 7.5 (10) kW(Hp) AC Drive. This PF 70 comes with Standard Control, a Full Numeric LCD, and w/Brake. This AB VFD is Frame size C and powered with 480V AC 3 Phase and 3 Amps. | 100
69345 | 20AD014C3AYNADNN | G | This Allen Bradley PowerFlex 70 is a 7.5 (10) kW(Hp) AC Drive. This PF 70 comes with Standard Control, a Full Numeric LCD, and w/Brake. This AB VFD is Frame size C and powered with 480V AC 3 Phase and 3 Amps. | 100
69344 | 20AD014C3AYNAENN | G | This Allen Bradley PowerFlex 70 is a 7.5 (10) kW(Hp) AC Drive. This PF 70 comes with Standard Control, a Full Numeric LCD, and w/Brake. This AB VFD is Frame size C and powered with 480V AC 3 Phase and 3 Amps. | 100
69142 | 20AD014C3AYNANC0 | G | This Allen Bradley PowerFlex 70 is a 7.5 (10) kW(Hp) AC Drive. This PF 70 comes with Enhanced Control, a Full Numeric LCD, and w/Brake. This AB VFD is Frame size C and powered with 480V AC 3 Phase and 3 Amps. | 100
69343 | 20AD014C3NYNACNN | G | This Allen Bradley PowerFlex 70 is a 7.5 (10) kW(Hp) AC Drive. This PF 70 comes with Standard Control, a Full Numeric LCD, and w/Brake. This AB VFD is Frame size C and powered with 480V AC 3 Phase and 3 Amps. | 100
69342 | 20AD014C3NYNADNN | G | This Allen Bradley PowerFlex 70 is a 7.5 (10) kW(Hp) AC Drive. This PF 70 comes with Standard Control, a Full Numeric LCD, and w/Brake. This AB VFD is Frame size C and powered with 480V AC 3 Phase and 3 Amps. | 100
69341 | 20AD014C3NYNAENN | G | This Allen Bradley PowerFlex 70 is a 7.5 (10) kW(Hp) AC Drive. This PF 70 comes with Standard Control, a Full Numeric LCD, and w/Brake. This AB VFD is Frame size C and powered with 480V AC 3 Phase and 3 Amps. | 100
69340 | 20AD014C3NYNANNN | G | This Allen Bradley PowerFlex 70 is a 7.5 (10) kW(Hp) AC Drive. This PF 70 comes with Standard Control, a Full Numeric LCD, and w/Brake. This AB VFD is Frame size C and powered with 480V AC 3 Phase and 3 Amps. | 100
69141 | 20AD014F0AYNANC0 | G | This Allen Bradley PowerFlex 70 is a 7.5 (10) kW(Hp) AC Drive. This PF 70 comes with Enhanced Control, a Blank Cover, and w/Brake. This AB VFD is Frame size C and powered with 480V AC 3 Phase and 3 Amps. | 100
69910 | 20AD014F0AYNANG0 | G | This Allen Bradley PowerFlex 70 is a 7.5 (10) kW(Hp) AC Drive. This PF 70 comes with Enhanced Control, a Blank Cover, and w/Brake. This AB VFD is Frame size C and powered with 480V AC 3 Phase and 3 Amps. | 100
69476 | 20AD014F0AYNANNN | G | This Allen Bradley PowerFlex 70 is a 7.5 (10) kW(Hp) AC Drive. This PF 70 comes with Standard Control, a Blank Cover, and w/Brake. This AB VFD is Frame size C and powered with 480V AC 3 Phase and 3 Amps. | 100
69909 | 20AD022A0AYNACG0 | G | This Allen Bradley PowerFlex 70 is a 11 (15) kW(Hp) AC Drive. This PF 70 comes with Enhanced Control, a Blank Cover, and w/Brake. This AB VFD is Frame size D and powered with 480V AC 3 Phase and 3 Amps. | 99.5074
69605 | 20AD022A0AYNACN0 | G | This Allen Bradley PowerFlex 70 is a 11 (15) kW(Hp) AC Drive. This PF 70 comes with Standard Control, a Blank Cover, and w/Brake. This AB VFD is Frame size D and powered with 480V AC 3 Phase and 3 Amps. | 100
69604 | 20AD022A0AYNACNN | G | This Allen Bradley PowerFlex 70 is a 11 (15) kW(Hp) AC Drive. This PF 70 comes with Standard Control, a Blank Cover, and w/Brake. This AB VFD is Frame size D and powered with 480V AC 3 Phase and 3 Amps. | 100
69603 | 20AD022A0AYNADN0 | G | This Allen Bradley PowerFlex 70 is a 11 (15) kW(Hp) AC Drive. This PF 70 comes with Standard Control, a Blank Cover, and w/Brake. This AB VFD is Frame size D and powered with 480V AC 3 Phase and 3 Amps. | 100
69602 | 20AD022A0AYNADNN | G | This Allen Bradley PowerFlex 70 is a 11 (15) kW(Hp) AC Drive. This PF 70 comes with Standard Control, a Blank Cover, and w/Brake. This AB VFD is Frame size D and powered with 480V AC 3 Phase and 3 Amps. | 100
69789 | 20AD022A0AYNAEG0 | G | This Allen Bradley PowerFlex 70 is a 11 (15) kW(Hp) AC Drive. This PF 70 comes with Enhanced Control, a Blank Cover, and w/Brake. This AB VFD is Frame size D and powered with 480V AC 3 Phase and 3 Amps. | 100
69601 | 20AD022A0AYNAEN0 | G | This Allen Bradley PowerFlex 70 is a 11 (15) kW(Hp) AC Drive. This PF 70 comes with Standard Control, a Blank Cover, and w/Brake. This AB VFD is Frame size D and powered with 480V AC 3 Phase and 3 Amps. | 100
69600 | 20AD022A0AYNAENN | G | This Allen Bradley PowerFlex 70 is a 11 (15) kW(Hp) AC Drive. This PF 70 comes with Standard Control, a Blank Cover, and w/Brake. This AB VFD is Frame size D and powered with 480V AC 3 Phase and 3 Amps. | 100
69140 | 20AD022A0AYNANC0 | G | This Allen Bradley PowerFlex 70 is a 11 (15) kW(Hp) AC Drive. This PF 70 comes with Enhanced Control, a Blank Cover, and w/Brake. This AB VFD is Frame size D and powered with 480V AC 3 Phase and 3 Amps. | 100
69599 | 20AD022A0AYNANN0 | G | This Allen Bradley PowerFlex 70 is a 11 (15) kW(Hp) AC Drive. This PF 70 comes with Standard Control, a Blank Cover, and w/Brake. This AB VFD is Frame size D and powered with 480V AC 3 Phase and 3 Amps. | 100
69206 | 20AD022A0AYNANNN | G | This Allen Bradley PowerFlex 70 is a 11 (15) kW(Hp) AC Drive. This PF 70 comes with Standard Control, a Blank Cover, and w/Brake. This AB VFD is Frame size D and powered with 480V AC 3 Phase and 3 Amps. | 100
69957 | 20AD022A0AYNANNN0 | G | This Allen Bradley PowerFlex 70 is a 11 (15) kW(Hp) AC Drive. This PF 70 comes with Standard Control, a Blank Cover, and w/Brake. This AB VFD is Frame size D and powered with 480V AC 3 Phase and 3 Amps. | 99.5074
69339 | 20AD022A0AYYADC0 | G | This Allen Bradley PowerFlex 70 is a 11 (15) kW(Hp) AC Drive. This PF 70 comes with Enhanced Control, a Blank Cover, and w/Brake. This AB VFD is Frame size D and powered with 480V AC 3 Phase and 3 Amps. | 100
69338 | 20AD022A0AYYAEN0 | G | This Allen Bradley PowerFlex 70 is a 11 (15) kW(Hp) AC Drive. This PF 70 comes with Standard Control, a Blank Cover, and w/Brake. This AB VFD is Frame size D and powered with 480V AC 3 Phase and 3 Amps. | 100
69754 | 20AD022A0AYYANC0 | G | This Allen Bradley PowerFlex 70 is a 11 (15) kW(Hp) AC Drive. This PF 70 comes with Enhanced Control, a Blank Cover, and w/Brake. This AB VFD is Frame size D and powered with 480V AC 3 Phase and 3 Amps. | 100
69337 | 20AD022A0AYYANN0 | G | This Allen Bradley PowerFlex 70 is a 11 (15) kW(Hp) AC Drive. This PF 70 comes with Standard Control, a Blank Cover, and w/Brake. This AB VFD is Frame size D and powered with 480V AC 3 Phase and 3 Amps. | 100
69598 | 20AD022A0NYNACN0 | G | This Allen Bradley PowerFlex 70 is a 11 (15) kW(Hp) AC Drive. This PF 70 comes with Standard Control, a Blank Cover, and w/Brake. This AB VFD is Frame size D and powered with 480V AC 3 Phase and 3 Amps. | 100
69597 | 20AD022A0NYNACNN | G | This Allen Bradley PowerFlex 70 is a 11 (15) kW(Hp) AC Drive. This PF 70 comes with Standard Control, a Blank Cover, and w/Brake. This AB VFD is Frame size D and powered with 480V AC 3 Phase and 3 Amps. | 100
69596 | 20AD022A0NYNADN0 | G | This Allen Bradley PowerFlex 70 is a 11 (15) kW(Hp) AC Drive. This PF 70 comes with Standard Control, a Blank Cover, and w/Brake. This AB VFD is Frame size D and powered with 480V AC 3 Phase and 3 Amps. | 100
69595 | 20AD022A0NYNADNN | G | This Allen Bradley PowerFlex 70 is a 11 (15) kW(Hp) AC Drive. This PF 70 comes with Standard Control, a Blank Cover, and w/Brake. This AB VFD is Frame size D and powered with 480V AC 3 Phase and 3 Amps. | 100
69594 | 20AD022A0NYNAEN0 | G | This Allen Bradley PowerFlex 70 is a 11 (15) kW(Hp) AC Drive. This PF 70 comes with Standard Control, a Blank Cover, and w/Brake. This AB VFD is Frame size D and powered with 480V AC 3 Phase and 3 Amps. | 100
69593 | 20AD022A0NYNAENN | G | This Allen Bradley PowerFlex 70 is a 11 (15) kW(Hp) AC Drive. This PF 70 comes with Standard Control, a Blank Cover, and w/Brake. This AB VFD is Frame size D and powered with 480V AC 3 Phase and 3 Amps. | 100
69592 | 20AD022A0NYNANNN | G | This Allen Bradley PowerFlex 70 is a 11 (15) kW(Hp) AC Drive. This PF 70 comes with Standard Control, a Blank Cover, and w/Brake. This AB VFD is Frame size D and powered with 480V AC 3 Phase and 3 Amps. | 100
69336 | 20AD022A0NYYACC0 | G | This Allen Bradley PowerFlex 70 is a 11 (15) kW(Hp) AC Drive. This PF 70 comes with Enhanced Control, a Blank Cover, and w/Brake. This AB VFD is Frame size D and powered with 480V AC 3 Phase and 3 Amps. | 100
69335 | 20AD022A0NYYADC0 | G | This Allen Bradley PowerFlex 70 is a 11 (15) kW(Hp) AC Drive. This PF 70 comes with Enhanced Control, a Blank Cover, and w/Brake. This AB VFD is Frame size D and powered with 480V AC 3 Phase and 3 Amps. | 100
69334 | 20AD022A0NYYADN0 | G | This Allen Bradley PowerFlex 70 is a 11 (15) kW(Hp) AC Drive. This PF 70 comes with Standard Control, a Blank Cover, and w/Brake. This AB VFD is Frame size D and powered with 480V AC 3 Phase and 3 Amps. | 100
69333 | 20AD022A0NYYAEC0 | G | This Allen Bradley PowerFlex 70 is a 11 (15) kW(Hp) AC Drive. This PF 70 comes with Enhanced Control, a Blank Cover, and w/Brake. This AB VFD is Frame size D and powered with 480V AC 3 Phase and 3 Amps. | 100
69332 | 20AD022A0NYYAEN0 | G | This Allen Bradley PowerFlex 70 is a 11 (15) kW(Hp) AC Drive. This PF 70 comes with Standard Control, a Blank Cover, and w/Brake. This AB VFD is Frame size D and powered with 480V AC 3 Phase and 3 Amps. | 100
69331 | 20AD022A0NYYANC0 | G | This Allen Bradley PowerFlex 70 is a 11 (15) kW(Hp) AC Drive. This PF 70 comes with Enhanced Control, a Blank Cover, and w/Brake. This AB VFD is Frame size D and powered with 480V AC 3 Phase and 3 Amps. | 100
69330 | 20AD022A0NYYANN0 | G | This Allen Bradley PowerFlex 70 is a 11 (15) kW(Hp) AC Drive. This PF 70 comes with Standard Control, a Blank Cover, and w/Brake. This AB VFD is Frame size D and powered with 480V AC 3 Phase and 3 Amps. | 100
69908 | 20AD022A1AYNADNN | G | This Allen Bradley PowerFlex 70 is a 11 (15) kW(Hp) AC Drive. This PF 70 comes with Standard Control, a Blank Cover, and w/Brake. This AB VFD is Frame size D and powered with 480V AC 3 Phase and 3 Amps. | 100
71570 | 20AD022A1AYNANNN | G | <p>The Allen-Bradley 20AD022A1AYNANNN PowerFlex 70 AC drive with standard motor control options and a D Frame size. This drive has a 3-phase voltage rating of 480 Volts AC, a current rating of 22&nbsp;Amps, and a power rating of 11&nbsp;kilowatts.</p> | 97.5904
69637 | 20AD022A1AYNARNN | G | This Allen Bradley PowerFlex 70 is a 11 (15) kW(Hp) AC Drive. This PF 70 comes with Standard Control, a Blank Cover, and w/Brake. This AB VFD is Frame size D and powered with 480V AC 3 Phase and 3 Amps. | 100
69205 | 20AD022A3AYNACC0 | G | This Allen Bradley PowerFlex 70 is a 11 (15) kW(Hp) AC Drive. This PF 70 comes with Enhanced Control, a Full Numeric LCD, and w/Brake. This AB VFD is Frame size D and powered with 480V AC 3 Phase and 3 Amps. | 100
69467 | 20AD022A3AYNACG1 | G | This Allen Bradley PowerFlex 70 is a 11 (15) kW(Hp) AC Drive. This PF 70 comes with Enhanced Control, a Full Numeric LCD, and w/Brake. This AB VFD is Frame size D and powered with 480V AC 3 Phase and 3 Amps. | 100
69591 | 20AD022A3AYNACN0 | G | This Allen Bradley PowerFlex 70 is a 11 (15) kW(Hp) AC Drive. This PF 70 comes with Standard Control, a Full Numeric LCD, and w/Brake. This AB VFD is Frame size D and powered with 480V AC 3 Phase and 3 Amps. | 100
69590 | 20AD022A3AYNACNN | G | This Allen Bradley PowerFlex 70 is a 11 (15) kW(Hp) AC Drive. This PF 70 comes with Standard Control, a Full Numeric LCD, and w/Brake. This AB VFD is Frame size D and powered with 480V AC 3 Phase and 3 Amps. | 100
69589 | 20AD022A3AYNADN0 | G | This Allen Bradley PowerFlex 70 is a 11 (15) kW(Hp) AC Drive. This PF 70 comes with Standard Control, a Full Numeric LCD, and w/Brake. This AB VFD is Frame size D and powered with 480V AC 3 Phase and 3 Amps. | 100
69636 | 20AD022A3AYNADNN | G | This Allen Bradley PowerFlex 70 is a 11 (15) kW(Hp) AC Drive. This PF 70 comes with Standard Control, a Full Numeric LCD, and w/Brake. This AB VFD is Frame size D and powered with 480V AC 3 Phase and 3 Amps. | 100
69907 | 20AD022A3AYNAEG0 | G | This Allen Bradley PowerFlex 70 is a 11 (15) kW(Hp) AC Drive. This PF 70 comes with Enhanced Control, a Full Numeric LCD, and w/Brake. This AB VFD is Frame size D and powered with 480V AC 3 Phase and 3 Amps. | 99.5192
69588 | 20AD022A3AYNAEN0 | G | This Allen Bradley PowerFlex 70 is a 11 (15) kW(Hp) AC Drive. This PF 70 comes with Standard Control, a Full Numeric LCD, and w/Brake. This AB VFD is Frame size D and powered with 480V AC 3 Phase and 3 Amps. | 100
69587 | 20AD022A3AYNAENN | G | This Allen Bradley PowerFlex 70 is a 11 (15) kW(Hp) AC Drive. This PF 70 comes with Standard Control, a Full Numeric LCD, and w/Brake. This AB VFD is Frame size D and powered with 480V AC 3 Phase and 3 Amps. | 100
69465 | 20AD022A3AYNANC0 | G | This Allen Bradley PowerFlex 70 is a 11 (15) kW(Hp) AC Drive. This PF 70 comes with Enhanced Control, a Full Numeric LCD, and w/Brake. This AB VFD is Frame size D and powered with 480V AC 3 Phase and 3 Amps. | 100
69461 | 20AD022A3AYNANCN | G | This Allen Bradley PowerFlex 70 is a 11 (15) kW(Hp) AC Drive. This PF 70 comes with Enhanced Control, a Full Numeric LCD, and w/Brake. This AB VFD is Frame size D and powered with 480V AC 3 Phase and 3 Amps. | 100
69460 | 20AD022A3AYNANG0 | G | This Allen Bradley PowerFlex 70 is a 11 (15) kW(Hp) AC Drive. This PF 70 comes with Enhanced Control, a Full Numeric LCD, and w/Brake. This AB VFD is Frame size D and powered with 480V AC 3 Phase and 3 Amps. | 100
69586 | 20AD022A3AYNANN0 | G | This Allen Bradley PowerFlex 70 is a 11 (15) kW(Hp) AC Drive. This PF 70 comes with Standard Control, a Full Numeric LCD, and w/Brake. This AB VFD is Frame size D and powered with 480V AC 3 Phase and 3 Amps. | 100
69650 | 20AD022A3AYNANNN | G | This Allen Bradley PowerFlex 70 is a 11 (15) kW(Hp) AC Drive. This PF 70 comes with Standard Control, a Full Numeric LCD, and w/Brake. This AB VFD is Frame size D and powered with 480V AC 3 Phase and 3 Amps. | 100
71571 | 20AD022A3AYNARNN | G | <p>The Allen-Bradley 20AD022A3AYNARNN PowerFlex 70 AC drive with standard motor control and a D Frame size. This drive has a 3-phase voltage rating of 480 Volts AC, a current rating of 22&nbsp;Amps, and a power rating of 11&nbsp;kilowatts.</p> | 96.6068
69329 | 20AD022A3AYYACC0 | G | This Allen Bradley PowerFlex 70 is a 11 (15) kW(Hp) AC Drive. This PF 70 comes with Enhanced Control, a Full Numeric LCD, and w/Brake. This AB VFD is Frame size D and powered with 480V AC 3 Phase and 3 Amps. | 100
69328 | 20AD022A3AYYACN0 | G | This Allen Bradley PowerFlex 70 is a 11 (15) kW(Hp) AC Drive. This PF 70 comes with Standard Control, a Full Numeric LCD, and w/Brake. This AB VFD is Frame size D and powered with 480V AC 3 Phase and 3 Amps. | 100
69767 | 20AD022A3AYYADC0 | G | This Allen Bradley PowerFlex 70 is a 11 (15) kW(Hp) AC Drive. This PF 70 comes with Enhanced Control, a Full Numeric LCD, and w/Brake. This AB VFD is Frame size D and powered with 480V AC 3 Phase and 3 Amps. | 100
69327 | 20AD022A3AYYADN0 | G | This Allen Bradley PowerFlex 70 is a 11 (15) kW(Hp) AC Drive. This PF 70 comes with Standard Control, a Full Numeric LCD, and w/Brake. This AB VFD is Frame size D and powered with 480V AC 3 Phase and 3 Amps. | 100
69326 | 20AD022A3AYYAEN0 | G | This Allen Bradley PowerFlex 70 is a 11 (15) kW(Hp) AC Drive. This PF 70 comes with Standard Control, a Full Numeric LCD, and w/Brake. This AB VFD is Frame size D and powered with 480V AC 3 Phase and 3 Amps. | 100
69325 | 20AD022A3AYYANC0 | G | This Allen Bradley PowerFlex 70 is a 11 (15) kW(Hp) AC Drive. This PF 70 comes with Enhanced Control, a Full Numeric LCD, and w/Brake. This AB VFD is Frame size D and powered with 480V AC 3 Phase and 3 Amps. | 100
69324 | 20AD022A3AYYANN0 | G | This Allen Bradley PowerFlex 70 is a 11 (15) kW(Hp) AC Drive. This PF 70 comes with Standard Control, a Full Numeric LCD, and w/Brake. This AB VFD is Frame size D and powered with 480V AC 3 Phase and 3 Amps. | 100
69585 | 20AD022A3NYNACN0 | G | This Allen Bradley PowerFlex 70 is a 11 (15) kW(Hp) AC Drive. This PF 70 comes with Standard Control, a Full Numeric LCD, and w/Brake. This AB VFD is Frame size D and powered with 480V AC 3 Phase and 3 Amps. | 100
69616 | 20AD022A3NYNACNN | G | This Allen Bradley PowerFlex 70 is a 11 (15) kW(Hp) AC Drive. This PF 70 comes with Standard Control, a Full Numeric LCD, and w/Brake. This AB VFD is Frame size D and powered with 480V AC 3 Phase and 3 Amps. | 100
69584 | 20AD022A3NYNADN0 | G | This Allen Bradley PowerFlex 70 is a 11 (15) kW(Hp) AC Drive. This PF 70 comes with Standard Control, a Full Numeric LCD, and w/Brake. This AB VFD is Frame size D and powered with 480V AC 3 Phase and 3 Amps. | 100
69583 | 20AD022A3NYNADNN | G | This Allen Bradley PowerFlex 70 is a 11 (15) kW(Hp) AC Drive. This PF 70 comes with Standard Control, a Full Numeric LCD, and w/Brake. This AB VFD is Frame size D and powered with 480V AC 3 Phase and 3 Amps. | 100
69582 | 20AD022A3NYNAEN0 | G | This Allen Bradley PowerFlex 70 is a 11 (15) kW(Hp) AC Drive. This PF 70 comes with Standard Control, a Full Numeric LCD, and w/Brake. This AB VFD is Frame size D and powered with 480V AC 3 Phase and 3 Amps. | 100
69581 | 20AD022A3NYNAENN | G | This Allen Bradley PowerFlex 70 is a 11 (15) kW(Hp) AC Drive. This PF 70 comes with Standard Control, a Full Numeric LCD, and w/Brake. This AB VFD is Frame size D and powered with 480V AC 3 Phase and 3 Amps. | 100
69580 | 20AD022A3NYNANN0 | G | This Allen Bradley PowerFlex 70 is a 11 (15) kW(Hp) AC Drive. This PF 70 comes with Standard Control, a Full Numeric LCD, and w/Brake. This AB VFD is Frame size D and powered with 480V AC 3 Phase and 3 Amps. | 100
69579 | 20AD022A3NYNANNN | G | This Allen Bradley PowerFlex 70 is a 11 (15) kW(Hp) AC Drive. This PF 70 comes with Standard Control, a Full Numeric LCD, and w/Brake. This AB VFD is Frame size D and powered with 480V AC 3 Phase and 3 Amps. | 100
69323 | 20AD022A3NYYACC0 | G | This Allen Bradley PowerFlex 70 is a 11 (15) kW(Hp) AC Drive. This PF 70 comes with Enhanced Control, a Full Numeric LCD, and w/Brake. This AB VFD is Frame size D and powered with 480V AC 3 Phase and 3 Amps. | 100
69322 | 20AD022A3NYYACN0 | G | This Allen Bradley PowerFlex 70 is a 11 (15) kW(Hp) AC Drive. This PF 70 comes with Standard Control, a Full Numeric LCD, and w/Brake. This AB VFD is Frame size D and powered with 480V AC 3 Phase and 3 Amps. | 100
69321 | 20AD022A3NYYADC0 | G | This Allen Bradley PowerFlex 70 is a 11 (15) kW(Hp) AC Drive. This PF 70 comes with Enhanced Control, a Full Numeric LCD, and w/Brake. This AB VFD is Frame size D and powered with 480V AC 3 Phase and 3 Amps. | 100
69320 | 20AD022A3NYYADN0 | G | This Allen Bradley PowerFlex 70 is a 11 (15) kW(Hp) AC Drive. This PF 70 comes with Standard Control, a Full Numeric LCD, and w/Brake. This AB VFD is Frame size D and powered with 480V AC 3 Phase and 3 Amps. | 100
69319 | 20AD022A3NYYAEC0 | G | This Allen Bradley PowerFlex 70 is a 11 (15) kW(Hp) AC Drive. This PF 70 comes with Enhanced Control, a Full Numeric LCD, and w/Brake. This AB VFD is Frame size D and powered with 480V AC 3 Phase and 3 Amps. | 100
69318 | 20AD022A3NYYAEN0 | G | This Allen Bradley PowerFlex 70 is a 11 (15) kW(Hp) AC Drive. This PF 70 comes with Standard Control, a Full Numeric LCD, and w/Brake. This AB VFD is Frame size D and powered with 480V AC 3 Phase and 3 Amps. | 100
69317 | 20AD022A3NYYANC0 | G | This Allen Bradley PowerFlex 70 is a 11 (15) kW(Hp) AC Drive. This PF 70 comes with Enhanced Control, a Full Numeric LCD, and w/Brake. This AB VFD is Frame size D and powered with 480V AC 3 Phase and 3 Amps. | 100
69316 | 20AD022A3NYYANN0 | G | This Allen Bradley PowerFlex 70 is a 11 (15) kW(Hp) AC Drive. This PF 70 comes with Standard Control, a Full Numeric LCD, and w/Brake. This AB VFD is Frame size D and powered with 480V AC 3 Phase and 3 Amps. | 100
69906 | 20AD022A5AYNANNN | G | This Allen Bradley PowerFlex 70 is a 11 (15) kW(Hp) AC Drive. This PF 70 comes with Standard Control, a Prog. Only LCD, and w/Brake. This AB VFD is Frame size D and powered with 480V AC 3 Phase and 3 Amps. | 97.3494
69208 | 20AD022AYNANNN | G | This Allen Bradley PowerFlex 70 is a 11 (15) kW(Hp) AC Drive. This PF 70 comes with No Feedback - Enhanced Control Feedback, a Blank Cover, and w/Brake. This AB VFD is Frame size D and powered with 480V AC 3 Phase and 3 Amps. | 98.6784
71526 | 20AD022C0AYNANC0 | G | <p>The 20AD022C0AYNANC0 drive is an IGBT equipped variable frequency drive. It has a power factor of 0.98.</p>
69578 | 20AD022C3AYNACC0 | G | This Allen Bradley PowerFlex 70 is a 11 (15) kW(Hp) AC Drive. This PF 70 comes with Enhanced Control, a Full Numeric LCD, and w/Brake. This AB VFD is Frame size D and powered with 480V AC 3 Phase and 3 Amps. | 100
69577 | 20AD022C3AYNADC0 | G | This Allen Bradley PowerFlex 70 is a 11 (15) kW(Hp) AC Drive. This PF 70 comes with Enhanced Control, a Full Numeric LCD, and w/Brake. This AB VFD is Frame size D and powered with 480V AC 3 Phase and 3 Amps. | 100
69797 | 20AD022C3AYNADNN | G | This Allen Bradley PowerFlex 70 is a 11 (15) kW(Hp) AC Drive. This PF 70 comes with Standard Control, a Full Numeric LCD, and w/Brake. This AB VFD is Frame size D and powered with 480V AC 3 Phase and 3 Amps. | 99.5192
69576 | 20AD022C3AYNAEC0 | G | This Allen Bradley PowerFlex 70 is a 11 (15) kW(Hp) AC Drive. This PF 70 comes with Enhanced Control, a Full Numeric LCD, and w/Brake. This AB VFD is Frame size D and powered with 480V AC 3 Phase and 3 Amps. | 100
69139 | 20AD022C3AYNANC0 | G | This Allen Bradley PowerFlex 70 is a 11 (15) kW(Hp) AC Drive. This PF 70 comes with Enhanced Control, a Full Numeric LCD, and w/Brake. This AB VFD is Frame size D and powered with 480V AC 3 Phase and 3 Amps. | 100
69575 | 20AD022C3NYNACC0 | G | This Allen Bradley PowerFlex 70 is a 11 (15) kW(Hp) AC Drive. This PF 70 comes with Enhanced Control, a Full Numeric LCD, and w/Brake. This AB VFD is Frame size D and powered with 480V AC 3 Phase and 3 Amps. | 100
69574 | 20AD022C3NYNADC0 | G | This Allen Bradley PowerFlex 70 is a 11 (15) kW(Hp) AC Drive. This PF 70 comes with Enhanced Control, a Full Numeric LCD, and w/Brake. This AB VFD is Frame size D and powered with 480V AC 3 Phase and 3 Amps. | 100
69573 | 20AD022C3NYNAEC0 | G | This Allen Bradley PowerFlex 70 is a 11 (15) kW(Hp) AC Drive. This PF 70 comes with Enhanced Control, a Full Numeric LCD, and w/Brake. This AB VFD is Frame size D and powered with 480V AC 3 Phase and 3 Amps. | 100
69572 | 20AD022C3NYNANC0 | G | This Allen Bradley PowerFlex 70 is a 11 (15) kW(Hp) AC Drive. This PF 70 comes with Enhanced Control, a Full Numeric LCD, and w/Brake. This AB VFD is Frame size D and powered with 480V AC 3 Phase and 3 Amps. | 100
69138 | 20AD022F0AYNANC0 | G | This Allen Bradley PowerFlex 70 is a 11 (15) kW(Hp) AC Drive. This PF 70 comes with Enhanced Control, a Blank Cover, and w/Brake. This AB VFD is Frame size D and powered with 480V AC 3 Phase and 3 Amps. | 100
69474 | 20AD022F3AYNANC0 | G | This Allen Bradley PowerFlex 70 is a 11 (15) kW(Hp) AC Drive. This PF 70 comes with Enhanced Control, a Full Numeric LCD, and w/Brake. This AB VFD is Frame size D and powered with 480V AC 3 Phase and 3 Amps. | 100
69788 | 20AD02710AYNANNN | G | This Allen Bradley PowerFlex 70 is a 15 (20) kW(Hp) AC Drive. This PF 70 comes with Standard Control, a Blank Cover, and w/Brake. This AB VFD is Frame size D and powered with 480V AC 3 Phase and 3 Amps. | 99.5074
69226 | 20AD027A0AYNAC0 | G | This Allen Bradley PowerFlex 70 is a 15 (20) kW(Hp) AC Drive. This PF 70 comes with Standard Control, a Blank Cover, and w/Brake. This AB VFD is Frame size D and powered with 480V AC 3 Phase and 3 Amps. | 100
69315 | 20AD027A0AYNACC0 | G | This Allen Bradley PowerFlex 70 is a 15 (20) kW(Hp) AC Drive. This PF 70 comes with Enhanced Control, a Blank Cover, and w/Brake. This AB VFD is Frame size D and powered with 480V AC 3 Phase and 3 Amps. | 100
69314 | 20AD027A0AYNACCN | G | This Allen Bradley PowerFlex 70 is a 15 (20) kW(Hp) AC Drive. This PF 70 comes with Enhanced Control, a Blank Cover, and w/Brake. This AB VFD is Frame size D and powered with 480V AC 3 Phase and 3 Amps. | 100
69313 | 20AD027A0AYNACN0 | G | This Allen Bradley PowerFlex 70 is a 15 (20) kW(Hp) AC Drive. This PF 70 comes with Standard Control, a Blank Cover, and w/Brake. This AB VFD is Frame size D and powered with 480V AC 3 Phase and 3 Amps. | 100
69312 | 20AD027A0AYNACNN | G | This Allen Bradley PowerFlex 70 is a 15 (20) kW(Hp) AC Drive. This PF 70 comes with Standard Control, a Blank Cover, and w/Brake. This AB VFD is Frame size D and powered with 480V AC 3 Phase and 3 Amps. | 100
69311 | 20AD027A0AYNADC0 | G | This Allen Bradley PowerFlex 70 is a 15 (20) kW(Hp) AC Drive. This PF 70 comes with Enhanced Control, a Blank Cover, and w/Brake. This AB VFD is Frame size D and powered with 480V AC 3 Phase and 3 Amps. | 100
69310 | 20AD027A0AYNADCN | G | This Allen Bradley PowerFlex 70 is a 15 (20) kW(Hp) AC Drive. This PF 70 comes with Enhanced Control, a Blank Cover, and w/Brake. This AB VFD is Frame size D and powered with 480V AC 3 Phase and 3 Amps. | 100
69309 | 20AD027A0AYNADN0 | G | This Allen Bradley PowerFlex 70 is a 15 (20) kW(Hp) AC Drive. This PF 70 comes with Standard Control, a Blank Cover, and w/Brake. This AB VFD is Frame size D and powered with 480V AC 3 Phase and 3 Amps. | 100
69308 | 20AD027A0AYNADNN | G | This Allen Bradley PowerFlex 70 is a 15 (20) kW(Hp) AC Drive. This PF 70 comes with Standard Control, a Blank Cover, and w/Brake. This AB VFD is Frame size D and powered with 480V AC 3 Phase and 3 Amps. | 100
69307 | 20AD027A0AYNAEC0 | G | This Allen Bradley PowerFlex 70 is a 15 (20) kW(Hp) AC Drive. This PF 70 comes with Enhanced Control, a Blank Cover, and w/Brake. This AB VFD is Frame size D and powered with 480V AC 3 Phase and 3 Amps. | 100
69306 | 20AD027A0AYNAECN | G | This Allen Bradley PowerFlex 70 is a 15 (20) kW(Hp) AC Drive. This PF 70 comes with Enhanced Control, a Blank Cover, and w/Brake. This AB VFD is Frame size D and powered with 480V AC 3 Phase and 3 Amps. | 100
69305 | 20AD027A0AYNAEN0 | G | This Allen Bradley PowerFlex 70 is a 15 (20) kW(Hp) AC Drive. This PF 70 comes with Standard Control, a Blank Cover, and w/Brake. This AB VFD is Frame size D and powered with 480V AC 3 Phase and 3 Amps. | 100
69304 | 20AD027A0AYNAENN | G | This Allen Bradley PowerFlex 70 is a 15 (20) kW(Hp) AC Drive. This PF 70 comes with Standard Control, a Blank Cover, and w/Brake. This AB VFD is Frame size D and powered with 480V AC 3 Phase and 3 Amps. | 100
69137 | 20AD027A0AYNANC0 | G | This Allen Bradley PowerFlex 70 is a 15 (20) kW(Hp) AC Drive. This PF 70 comes with Enhanced Control, a Blank Cover, and w/Brake. This AB VFD is Frame size D and powered with 480V AC 3 Phase and 3 Amps. | 100
69303 | 20AD027A0AYNANCN | G | This Allen Bradley PowerFlex 70 is a 15 (20) kW(Hp) AC Drive. This PF 70 comes with Enhanced Control, a Blank Cover, and w/Brake. This AB VFD is Frame size D and powered with 480V AC 3 Phase and 3 Amps. | 100
71529 | 20AD027A0AYNANG0 | G | <p>The Allen-Bradley 20AD027A0AYNANG0 drive is a PowerFlex 70 series drive. It has a current rating of 27 Amps.</p>
69302 | 20AD027A0AYNANN0 | G | This Allen Bradley PowerFlex 70 is a 15 (20) kW(Hp) AC Drive. This PF 70 comes with Standard Control, a Blank Cover, and w/Brake. This AB VFD is Frame size D and powered with 480V AC 3 Phase and 3 Amps. | 100
69773 | 20AD027A0AYNANNN | G | This Allen Bradley PowerFlex 70 is a 15 (20) kW(Hp) AC Drive. This PF 70 comes with Standard Control, a Blank Cover, and w/Brake. This AB VFD is Frame size D and powered with 480V AC 3 Phase and 3 Amps. | 100
69301 | 20AD027A0NYNACC0 | G | This Allen Bradley PowerFlex 70 is a 15 (20) kW(Hp) AC Drive. This PF 70 comes with Enhanced Control, a Blank Cover, and w/Brake. This AB VFD is Frame size D and powered with 480V AC 3 Phase and 3 Amps. | 100
69300 | 20AD027A0NYNACCN | G | This Allen Bradley PowerFlex 70 is a 15 (20) kW(Hp) AC Drive. This PF 70 comes with Enhanced Control, a Blank Cover, and w/Brake. This AB VFD is Frame size D and powered with 480V AC 3 Phase and 3 Amps. | 100
69299 | 20AD027A0NYNACN0 | G | This Allen Bradley PowerFlex 70 is a 15 (20) kW(Hp) AC Drive. This PF 70 comes with Standard Control, a Blank Cover, and w/Brake. This AB VFD is Frame size D and powered with 480V AC 3 Phase and 3 Amps. | 100
69298 | 20AD027A0NYNACNN | G | This Allen Bradley PowerFlex 70 is a 15 (20) kW(Hp) AC Drive. This PF 70 comes with Standard Control, a Blank Cover, and w/Brake. This AB VFD is Frame size D and powered with 480V AC 3 Phase and 3 Amps. | 100
69297 | 20AD027A0NYNADC0 | G | This Allen Bradley PowerFlex 70 is a 15 (20) kW(Hp) AC Drive. This PF 70 comes with Enhanced Control, a Blank Cover, and w/Brake. This AB VFD is Frame size D and powered with 480V AC 3 Phase and 3 Amps. | 100
69296 | 20AD027A0NYNADCN | G | This Allen Bradley PowerFlex 70 is a 15 (20) kW(Hp) AC Drive. This PF 70 comes with Enhanced Control, a Blank Cover, and w/Brake. This AB VFD is Frame size D and powered with 480V AC 3 Phase and 3 Amps. | 100
69295 | 20AD027A0NYNADN0 | G | This Allen Bradley PowerFlex 70 is a 15 (20) kW(Hp) AC Drive. This PF 70 comes with Standard Control, a Blank Cover, and w/Brake. This AB VFD is Frame size D and powered with 480V AC 3 Phase and 3 Amps. | 100
69294 | 20AD027A0NYNADNN | G | This Allen Bradley PowerFlex 70 is a 15 (20) kW(Hp) AC Drive. This PF 70 comes with Standard Control, a Blank Cover, and w/Brake. This AB VFD is Frame size D and powered with 480V AC 3 Phase and 3 Amps. | 100
69293 | 20AD027A0NYNAEC0 | G | This Allen Bradley PowerFlex 70 is a 15 (20) kW(Hp) AC Drive. This PF 70 comes with Enhanced Control, a Blank Cover, and w/Brake. This AB VFD is Frame size D and powered with 480V AC 3 Phase and 3 Amps. | 100
69292 | 20AD027A0NYNAECN | G | This Allen Bradley PowerFlex 70 is a 15 (20) kW(Hp) AC Drive. This PF 70 comes with Enhanced Control, a Blank Cover, and w/Brake. This AB VFD is Frame size D and powered with 480V AC 3 Phase and 3 Amps. | 100
69291 | 20AD027A0NYNAEN0 | G | This Allen Bradley PowerFlex 70 is a 15 (20) kW(Hp) AC Drive. This PF 70 comes with Standard Control, a Blank Cover, and w/Brake. This AB VFD is Frame size D and powered with 480V AC 3 Phase and 3 Amps. | 100
69290 | 20AD027A0NYNAENN | G | This Allen Bradley PowerFlex 70 is a 15 (20) kW(Hp) AC Drive. This PF 70 comes with Standard Control, a Blank Cover, and w/Brake. This AB VFD is Frame size D and powered with 480V AC 3 Phase and 3 Amps. | 100
69289 | 20AD027A0NYNANC0 | G | This Allen Bradley PowerFlex 70 is a 15 (20) kW(Hp) AC Drive. This PF 70 comes with Enhanced Control, a Blank Cover, and w/Brake. This AB VFD is Frame size D and powered with 480V AC 3 Phase and 3 Amps. | 100
69288 | 20AD027A0NYNANCN | G | This Allen Bradley PowerFlex 70 is a 15 (20) kW(Hp) AC Drive. This PF 70 comes with Enhanced Control, a Blank Cover, and w/Brake. This AB VFD is Frame size D and powered with 480V AC 3 Phase and 3 Amps. | 100
69287 | 20AD027A0NYNANN0 | G | This Allen Bradley PowerFlex 70 is a 15 (20) kW(Hp) AC Drive. This PF 70 comes with Standard Control, a Blank Cover, and w/Brake. This AB VFD is Frame size D and powered with 480V AC 3 Phase and 3 Amps. | 100
69431 | 20AD027A0NYNANNN | G | This Allen Bradley PowerFlex 70 is a 15 (20) kW(Hp) AC Drive. This PF 70 comes with Standard Control, a Blank Cover, and w/Brake. This AB VFD is Frame size D and powered with 480V AC 3 Phase and 3 Amps. | 100
71566 | 20AD027A2AYNANNN | G | <p>The Allen-Bradley 20AD027A2AYNANNN PowerFlex 70 AC drive with enhanced motor control and a D Frame size. This drive has a 3-phase voltage rating of 480 Volts AC, a current rating of 27&nbsp;Amps, and a power rating of 15.0 kilowatts.</p> | 98.3471
69286 | 20AD027A3AYNACC0 | G | This Allen Bradley PowerFlex 70 is a 15 (20) kW(Hp) AC Drive. This PF 70 comes with Enhanced Control, a Full Numeric LCD, and w/Brake. This AB VFD is Frame size D and powered with 480V AC 3 Phase and 3 Amps. | 100
69285 | 20AD027A3AYNACCN | G | This Allen Bradley PowerFlex 70 is a 15 (20) kW(Hp) AC Drive. This PF 70 comes with Enhanced Control, a Full Numeric LCD, and w/Brake. This AB VFD is Frame size D and powered with 480V AC 3 Phase and 3 Amps. | 100
69284 | 20AD027A3AYNACN0 | G | This Allen Bradley PowerFlex 70 is a 15 (20) kW(Hp) AC Drive. This PF 70 comes with Standard Control, a Full Numeric LCD, and w/Brake. This AB VFD is Frame size D and powered with 480V AC 3 Phase and 3 Amps. | 100
69283 | 20AD027A3AYNACNN | G | This Allen Bradley PowerFlex 70 is a 15 (20) kW(Hp) AC Drive. This PF 70 comes with Standard Control, a Full Numeric LCD, and w/Brake. This AB VFD is Frame size D and powered with 480V AC 3 Phase and 3 Amps. | 100
69282 | 20AD027A3AYNADC0 | G | This Allen Bradley PowerFlex 70 is a 15 (20) kW(Hp) AC Drive. This PF 70 comes with Enhanced Control, a Full Numeric LCD, and w/Brake. This AB VFD is Frame size D and powered with 480V AC 3 Phase and 3 Amps. | 100
69281 | 20AD027A3AYNADCN | G | This Allen Bradley PowerFlex 70 is a 15 (20) kW(Hp) AC Drive. This PF 70 comes with Enhanced Control, a Full Numeric LCD, and w/Brake. This AB VFD is Frame size D and powered with 480V AC 3 Phase and 3 Amps. | 100
69280 | 20AD027A3AYNADN0 | G | This Allen Bradley PowerFlex 70 is a 15 (20) kW(Hp) AC Drive. This PF 70 comes with Standard Control, a Full Numeric LCD, and w/Brake. This AB VFD is Frame size D and powered with 480V AC 3 Phase and 3 Amps. | 100
69279 | 20AD027A3AYNADNN | G | This Allen Bradley PowerFlex 70 is a 15 (20) kW(Hp) AC Drive. This PF 70 comes with Standard Control, a Full Numeric LCD, and w/Brake. This AB VFD is Frame size D and powered with 480V AC 3 Phase and 3 Amps. | 100
71568 | 20AD027A3AYNAEC0 | G | <p>The Allen-Bradley 20AD027A3AYNAEC0 PowerFlex 70 AC drive with enhanced motor control and a D Frame size. This drive has a 3-phase voltage rating of 480 Volts AC, a current rating of 27&nbsp;Amps, and a power rating of 15.0 kilowatts.</p> | 96.6942
69278 | 20AD027A3AYNAECN | G | This Allen Bradley PowerFlex 70 is a 15 (20) kW(Hp) AC Drive. This PF 70 comes with Enhanced Control, a Full Numeric LCD, and w/Brake. This AB VFD is Frame size D and powered with 480V AC 3 Phase and 3 Amps. | 100
69203 | 20AD027A3AYNAEG0 | G | This Allen Bradley PowerFlex 70 is a 15 (20) kW(Hp) AC Drive. This PF 70 comes with Enhanced Control, a Full Numeric LCD, and w/Brake. This AB VFD is Frame size D and powered with 480V AC 3 Phase and 3 Amps. | 100
69277 | 20AD027A3AYNAEN0 | G | This Allen Bradley PowerFlex 70 is a 15 (20) kW(Hp) AC Drive. This PF 70 comes with Standard Control, a Full Numeric LCD, and w/Brake. This AB VFD is Frame size D and powered with 480V AC 3 Phase and 3 Amps. | 100
69276 | 20AD027A3AYNAENN | G | This Allen Bradley PowerFlex 70 is a 15 (20) kW(Hp) AC Drive. This PF 70 comes with Standard Control, a Full Numeric LCD, and w/Brake. This AB VFD is Frame size D and powered with 480V AC 3 Phase and 3 Amps. | 100
69440 | 20AD027A3AYNANC0 | G | This Allen Bradley PowerFlex 70 is a 15 (20) kW(Hp) AC Drive. This PF 70 comes with Enhanced Control, a Full Numeric LCD, and w/Brake. This AB VFD is Frame size D and powered with 480V AC 3 Phase and 3 Amps. | 100
69756 | 20AD027A3AYNANC1 | G | This Allen Bradley PowerFlex 70 is a 15 (20) kW(Hp) AC Drive. This PF 70 comes with Enhanced Control, a Full Numeric LCD, and w/Brake. This AB VFD is Frame size D and powered with 480V AC 3 Phase and 3 Amps. | 100
69459 | 20AD027A3AYNANCN | G | This Allen Bradley PowerFlex 70 is a 15 (20) kW(Hp) AC Drive. This PF 70 comes with Enhanced Control, a Full Numeric LCD, and w/Brake. This AB VFD is Frame size D and powered with 480V AC 3 Phase and 3 Amps. | 100
69458 | 20AD027A3AYNANG0 | G | This Allen Bradley PowerFlex 70 is a 15 (20) kW(Hp) AC Drive. This PF 70 comes with Enhanced Control, a Full Numeric LCD, and w/Brake. This AB VFD is Frame size D and powered with 480V AC 3 Phase and 3 Amps. | 100
69764 | 20AD027A3AYNANG1 | G | This Allen Bradley PowerFlex 70 is a 15 (20) kW(Hp) AC Drive. This PF 70 comes with Enhanced Control, a Full Numeric LCD, and w/Brake. This AB VFD is Frame size D and powered with 480V AC 3 Phase and 3 Amps. | 99.5192
69457 | 20AD027A3AYNANN0 | G | This Allen Bradley PowerFlex 70 is a 15 (20) kW(Hp) AC Drive. This PF 70 comes with Standard Control, a Full Numeric LCD, and w/Brake. This AB VFD is Frame size D and powered with 480V AC 3 Phase and 3 Amps. | 100
69787 | 20AD027A3AYNANNN | G | This Allen Bradley PowerFlex 70 is a 15 (20) kW(Hp) AC Drive. This PF 70 comes with Standard Control, a Full Numeric LCD, and w/Brake. This AB VFD is Frame size D and powered with 480V AC 3 Phase and 3 Amps. | 100
69635 | 20AD027A3AYYANC0 | G | This Allen Bradley PowerFlex 70 is a 15 (20) kW(Hp) AC Drive. This PF 70 comes with Enhanced Control, a Full Numeric LCD, and w/Brake. This AB VFD is Frame size D and powered with 480V AC 3 Phase and 3 Amps. | 100
69471 | 20AD027A3AYYANNN | G | This Allen Bradley PowerFlex 70 is a 15 (20) kW(Hp) AC Drive. This PF 70 comes with Standard Control, a Full Numeric LCD, and w/Brake. This AB VFD is Frame size D and powered with 480V AC 3 Phase and 3 Amps. | 100
69275 | 20AD027A3NYNACC0 | G | This Allen Bradley PowerFlex 70 is a 15 (20) kW(Hp) AC Drive. This PF 70 comes with Enhanced Control, a Full Numeric LCD, and w/Brake. This AB VFD is Frame size D and powered with 480V AC 3 Phase and 3 Amps. | 100
69274 | 20AD027A3NYNACCN | G | This Allen Bradley PowerFlex 70 is a 15 (20) kW(Hp) AC Drive. This PF 70 comes with Enhanced Control, a Full Numeric LCD, and w/Brake. This AB VFD is Frame size D and powered with 480V AC 3 Phase and 3 Amps. | 100
69273 | 20AD027A3NYNACN0 | G | This Allen Bradley PowerFlex 70 is a 15 (20) kW(Hp) AC Drive. This PF 70 comes with Standard Control, a Full Numeric LCD, and w/Brake. This AB VFD is Frame size D and powered with 480V AC 3 Phase and 3 Amps. | 100
69272 | 20AD027A3NYNACNN | G | This Allen Bradley PowerFlex 70 is a 15 (20) kW(Hp) AC Drive. This PF 70 comes with Standard Control, a Full Numeric LCD, and w/Brake. This AB VFD is Frame size D and powered with 480V AC 3 Phase and 3 Amps. | 100
69271 | 20AD027A3NYNADC0 | G | This Allen Bradley PowerFlex 70 is a 15 (20) kW(Hp) AC Drive. This PF 70 comes with Enhanced Control, a Full Numeric LCD, and w/Brake. This AB VFD is Frame size D and powered with 480V AC 3 Phase and 3 Amps. | 100
69270 | 20AD027A3NYNADCN | G | This Allen Bradley PowerFlex 70 is a 15 (20) kW(Hp) AC Drive. This PF 70 comes with Enhanced Control, a Full Numeric LCD, and w/Brake. This AB VFD is Frame size D and powered with 480V AC 3 Phase and 3 Amps. | 100
69269 | 20AD027A3NYNADN0 | G | This Allen Bradley PowerFlex 70 is a 15 (20) kW(Hp) AC Drive. This PF 70 comes with Standard Control, a Full Numeric LCD, and w/Brake. This AB VFD is Frame size D and powered with 480V AC 3 Phase and 3 Amps. | 100
69268 | 20AD027A3NYNADNN | G | This Allen Bradley PowerFlex 70 is a 15 (20) kW(Hp) AC Drive. This PF 70 comes with Standard Control, a Full Numeric LCD, and w/Brake. This AB VFD is Frame size D and powered with 480V AC 3 Phase and 3 Amps. | 100
69267 | 20AD027A3NYNAEC0 | G | This Allen Bradley PowerFlex 70 is a 15 (20) kW(Hp) AC Drive. This PF 70 comes with Enhanced Control, a Full Numeric LCD, and w/Brake. This AB VFD is Frame size D and powered with 480V AC 3 Phase and 3 Amps. | 100
69266 | 20AD027A3NYNAECN | G | This Allen Bradley PowerFlex 70 is a 15 (20) kW(Hp) AC Drive. This PF 70 comes with Enhanced Control, a Full Numeric LCD, and w/Brake. This AB VFD is Frame size D and powered with 480V AC 3 Phase and 3 Amps. | 100
69265 | 20AD027A3NYNAEN0 | G | This Allen Bradley PowerFlex 70 is a 15 (20) kW(Hp) AC Drive. This PF 70 comes with Standard Control, a Full Numeric LCD, and w/Brake. This AB VFD is Frame size D and powered with 480V AC 3 Phase and 3 Amps. | 100
69264 | 20AD027A3NYNAENN | G | This Allen Bradley PowerFlex 70 is a 15 (20) kW(Hp) AC Drive. This PF 70 comes with Standard Control, a Full Numeric LCD, and w/Brake. This AB VFD is Frame size D and powered with 480V AC 3 Phase and 3 Amps. | 100
69263 | 20AD027A3NYNANC0 | G | This Allen Bradley PowerFlex 70 is a 15 (20) kW(Hp) AC Drive. This PF 70 comes with Enhanced Control, a Full Numeric LCD, and w/Brake. This AB VFD is Frame size D and powered with 480V AC 3 Phase and 3 Amps. | 100
69262 | 20AD027A3NYNANCN | G | This Allen Bradley PowerFlex 70 is a 15 (20) kW(Hp) AC Drive. This PF 70 comes with Enhanced Control, a Full Numeric LCD, and w/Brake. This AB VFD is Frame size D and powered with 480V AC 3 Phase and 3 Amps. | 100
69261 | 20AD027A3NYNANN0 | G | This Allen Bradley PowerFlex 70 is a 15 (20) kW(Hp) AC Drive. This PF 70 comes with Standard Control, a Full Numeric LCD, and w/Brake. This AB VFD is Frame size D and powered with 480V AC 3 Phase and 3 Amps. | 100
69260 | 20AD027A3NYNANNN | G | This Allen Bradley PowerFlex 70 is a 15 (20) kW(Hp) AC Drive. This PF 70 comes with Standard Control, a Full Numeric LCD, and w/Brake. This AB VFD is Frame size D and powered with 480V AC 3 Phase and 3 Amps. | 100
69136 | 20AD027C3AYNANC0 | G | This Allen Bradley PowerFlex 70 is a 15 (20) kW(Hp) AC Drive. This PF 70 comes with Enhanced Control, a Full Numeric LCD, and w/Brake. This AB VFD is Frame size D and powered with 480V AC 3 Phase and 3 Amps. | 100
69942 | 20AD027C3AYNANNN | G | This Allen Bradley PowerFlex 70 is a 15 (20) kW(Hp) AC Drive. This PF 70 comes with Standard Control, a Full Numeric LCD, and w/Brake. This AB VFD is Frame size D and powered with 480V AC 3 Phase and 3 Amps. | 99.5192
69135 | 20AD027F0AYNANC0 | G | This Allen Bradley PowerFlex 70 is a 15 (20) kW(Hp) AC Drive. This PF 70 comes with Enhanced Control, a Blank Cover, and w/Brake. This AB VFD is Frame size D and powered with 480V AC 3 Phase and 3 Amps. | 100
69209 | 20AD027F0AYNNN | G | This Allen Bradley PowerFlex 70 is a 15 (20) kW(Hp) AC Drive. This PF 70 comes with No Feedback - Enhanced Control Feedback, a Blank Cover, and w/Brake. This AB VFD is Frame size D and powered with 480V AC 3 Phase and 3 Amps. | 99.1228
69469 | 20AD027M0AYNANC0 | G | This Allen Bradley PowerFlex 70 is a 15 (20) kW(Hp) AC Drive. This PF 70 comes with Enhanced Control, a Blank Cover, and w/Brake. This AB VFD is Frame size D and powered with 480V AC 3 Phase and 3 Amps. | 99.5074
69571 | 20AD034A0AYNACC0 | G | This Allen Bradley PowerFlex 70 is a 18.5 (25) kW(Hp) AC Drive. This PF 70 comes with Enhanced Control, a Blank Cover, and w/Brake. This AB VFD is Frame size D and powered with 480V AC 3 Phase and 3 Amps. | 99.5122
69570 | 20AD034A0AYNACCN | G | This Allen Bradley PowerFlex 70 is a 18.5 (25) kW(Hp) AC Drive. This PF 70 comes with Enhanced Control, a Blank Cover, and w/Brake. This AB VFD is Frame size D and powered with 480V AC 3 Phase and 3 Amps. | 100
69569 | 20AD034A0AYNACN0 | G | This Allen Bradley PowerFlex 70 is a 18.5 (25) kW(Hp) AC Drive. This PF 70 comes with Standard Control, a Blank Cover, and w/Brake. This AB VFD is Frame size D and powered with 480V AC 3 Phase and 3 Amps. | 100
69568 | 20AD034A0AYNADC0 | G | This Allen Bradley PowerFlex 70 is a 18.5 (25) kW(Hp) AC Drive. This PF 70 comes with Enhanced Control, a Blank Cover, and w/Brake. This AB VFD is Frame size D and powered with 480V AC 3 Phase and 3 Amps. | 100
69567 | 20AD034A0AYNADN0 | G | This Allen Bradley PowerFlex 70 is a 18.5 (25) kW(Hp) AC Drive. This PF 70 comes with Standard Control, a Blank Cover, and w/Brake. This AB VFD is Frame size D and powered with 480V AC 3 Phase and 3 Amps. | 100
69566 | 20AD034A0AYNADNN | G | This Allen Bradley PowerFlex 70 is a 18.5 (25) kW(Hp) AC Drive. This PF 70 comes with Standard Control, a Blank Cover, and w/Brake. This AB VFD is Frame size D and powered with 480V AC 3 Phase and 3 Amps. | 100
69565 | 20AD034A0AYNAEC0 | G | This Allen Bradley PowerFlex 70 is a 18.5 (25) kW(Hp) AC Drive. This PF 70 comes with Enhanced Control, a Blank Cover, and w/Brake. This AB VFD is Frame size D and powered with 480V AC 3 Phase and 3 Amps. | 100
69564 | 20AD034A0AYNAECN | G | This Allen Bradley PowerFlex 70 is a 18.5 (25) kW(Hp) AC Drive. This PF 70 comes with Enhanced Control, a Blank Cover, and w/Brake. This AB VFD is Frame size D and powered with 480V AC 3 Phase and 3 Amps. | 100
69563 | 20AD034A0AYNAEN0 | G | This Allen Bradley PowerFlex 70 is a 18.5 (25) kW(Hp) AC Drive. This PF 70 comes with Standard Control, a Blank Cover, and w/Brake. This AB VFD is Frame size D and powered with 480V AC 3 Phase and 3 Amps. | 100
69562 | 20AD034A0AYNAENN | G | This Allen Bradley PowerFlex 70 is a 18.5 (25) kW(Hp) AC Drive. This PF 70 comes with Standard Control, a Blank Cover, and w/Brake. This AB VFD is Frame size D and powered with 480V AC 3 Phase and 3 Amps. | 100
69133 | 20AD034A0AYNANC0 | G | This Allen Bradley PowerFlex 70 is a 18.5 (25) kW(Hp) AC Drive. This PF 70 comes with Enhanced Control, a Blank Cover, and w/Brake. This AB VFD is Frame size D and powered with 480 Volts AC 3 Phase and 3 Amps. | 98.7952
71535 | 20AD034A0AYNANG0 | G | <p>The 20AD034A0AYNANG0 drive is a variable frequency AC drive. It has a voltage rating of 480 Volts AC.</p>
69561 | 20AD034A0AYNANN0 | G | This Allen Bradley PowerFlex 70 is a 18.5 (25) kW(Hp) AC Drive. This PF 70 comes with Standard Control, a Blank Cover, and w/Brake. This AB VFD is Frame size D and powered with 480V AC 3 Phase and 3 Amps. | 100
69560 | 20AD034A0AYNANNN | G | This Allen Bradley PowerFlex 70 is a 18.5 (25) kW(Hp) AC Drive. This PF 70 comes with Standard Control, a Blank Cover, and w/Brake. This AB VFD is Frame size D and powered with 480V AC 3 Phase and 3 Amps. | 100
69559 | 20AD034A0NYNACC0 | G | This Allen Bradley PowerFlex 70 is a 18.5 (25) kW(Hp) AC Drive. This PF 70 comes with Enhanced Control, a Blank Cover, and w/Brake. This AB VFD is Frame size D and powered with 480V AC 3 Phase and 3 Amps. | 100
69558 | 20AD034A0NYNACN0 | G | This Allen Bradley PowerFlex 70 is a 18.5 (25) kW(Hp) AC Drive. This PF 70 comes with Standard Control, a Blank Cover, and w/Brake. This AB VFD is Frame size D and powered with 480V AC 3 Phase and 3 Amps. | 100
69557 | 20AD034A0NYNACNN | G | This Allen Bradley PowerFlex 70 is a 18.5 (25) kW(Hp) AC Drive. This PF 70 comes with Standard Control, a Blank Cover, and w/Brake. This AB VFD is Frame size D and powered with 480V AC 3 Phase and 3 Amps. | 100
69556 | 20AD034A0NYNADC0 | G | This Allen Bradley PowerFlex 70 is a 18.5 (25) kW(Hp) AC Drive. This PF 70 comes with Enhanced Control, a Blank Cover, and w/Brake. This AB VFD is Frame size D and powered with 480V AC 3 Phase and 3 Amps. | 100
69555 | 20AD034A0NYNADCN | G | This Allen Bradley PowerFlex 70 is a 18.5 (25) kW(Hp) AC Drive. This PF 70 comes with Enhanced Control, a Blank Cover, and w/Brake. This AB VFD is Frame size D and powered with 480V AC 3 Phase and 3 Amps. | 100
69554 | 20AD034A0NYNADN0 | G | This Allen Bradley PowerFlex 70 is a 18.5 (25) kW(Hp) AC Drive. This PF 70 comes with Standard Control, a Blank Cover, and w/Brake. This AB VFD is Frame size D and powered with 480V AC 3 Phase and 3 Amps. | 100
69553 | 20AD034A0NYNADNN | G | This Allen Bradley PowerFlex 70 is a 18.5 (25) kW(Hp) AC Drive. This PF 70 comes with Standard Control, a Blank Cover, and w/Brake. This AB VFD is Frame size D and powered with 480V AC 3 Phase and 3 Amps. | 100
69552 | 20AD034A0NYNAEC0 | G | This Allen Bradley PowerFlex 70 is a 18.5 (25) kW(Hp) AC Drive. This PF 70 comes with Enhanced Control, a Blank Cover, and w/Brake. This AB VFD is Frame size D and powered with 480V AC 3 Phase and 3 Amps. | 100
69551 | 20AD034A0NYNAECN | G | This Allen Bradley PowerFlex 70 is a 18.5 (25) kW(Hp) AC Drive. This PF 70 comes with Enhanced Control, a Blank Cover, and w/Brake. This AB VFD is Frame size D and powered with 480V AC 3 Phase and 3 Amps. | 100
69550 | 20AD034A0NYNAEN0 | G | This Allen Bradley PowerFlex 70 is a 18.5 (25) kW(Hp) AC Drive. This PF 70 comes with Standard Control, a Blank Cover, and w/Brake. This AB VFD is Frame size D and powered with 480V AC 3 Phase and 3 Amps. | 100
69549 | 20AD034A0NYNAENN | G | This Allen Bradley PowerFlex 70 is a 18.5 (25) kW(Hp) AC Drive. This PF 70 comes with Standard Control, a Blank Cover, and w/Brake. This AB VFD is Frame size D and powered with 480V AC 3 Phase and 3 Amps. | 100
69548 | 20AD034A0NYNANC0 | G | This Allen Bradley PowerFlex 70 is a 18.5 (25) kW(Hp) AC Drive. This PF 70 comes with Enhanced Control, a Blank Cover, and w/Brake. This AB VFD is Frame size D and powered with 480V AC 3 Phase and 3 Amps. | 100
69547 | 20AD034A0NYNANCN | G | This Allen Bradley PowerFlex 70 is a 18.5 (25) kW(Hp) AC Drive. This PF 70 comes with Enhanced Control, a Blank Cover, and w/Brake. This AB VFD is Frame size D and powered with 480V AC 3 Phase and 3 Amps. | 100
69546 | 20AD034A0NYNANN0 | G | This Allen Bradley PowerFlex 70 is a 18.5 (25) kW(Hp) AC Drive. This PF 70 comes with Standard Control, a Blank Cover, and w/Brake. This AB VFD is Frame size D and powered with 480V AC 3 Phase and 3 Amps. | 100
69545 | 20AD034A0NYNANNN | G | This Allen Bradley PowerFlex 70 is a 18.5 (25) kW(Hp) AC Drive. This PF 70 comes with Standard Control, a Blank Cover, and w/Brake. This AB VFD is Frame size D and powered with 480V AC 3 Phase and 3 Amps. | 100
69697 | 20AD034A3AYNACC0 | G | This Allen Bradley PowerFlex 70 is a 18.5 (25) kW(Hp) AC Drive. This PF 70 comes with Enhanced Control, a Full Numeric LCD, and w/Brake. This AB VFD is Frame size D and powered with 480V AC 3 Phase and 3 Amps. | 100
69544 | 20AD034A3AYNACCN | G | This Allen Bradley PowerFlex 70 is a 18.5 (25) kW(Hp) AC Drive. This PF 70 comes with Enhanced Control, a Full Numeric LCD, and w/Brake. This AB VFD is Frame size D and powered with 480V AC 3 Phase and 3 Amps. | 100
69543 | 20AD034A3AYNACN0 | G | This Allen Bradley PowerFlex 70 is a 18.5 (25) kW(Hp) AC Drive. This PF 70 comes with Standard Control, a Full Numeric LCD, and w/Brake. This AB VFD is Frame size D and powered with 480V AC 3 Phase and 3 Amps. | 99.5238
69542 | 20AD034A3AYNACNN | G | This Allen Bradley PowerFlex 70 is a 18.5 (25) kW(Hp) AC Drive. This PF 70 comes with Standard Control, a Full Numeric LCD, and w/Brake. This AB VFD is Frame size D and powered with 480V AC 3 Phase and 3 Amps. | 100
69541 | 20AD034A3AYNADC0 | G | This Allen Bradley PowerFlex 70 is a 18.5 (25) kW(Hp) AC Drive. This PF 70 comes with Enhanced Control, a Full Numeric LCD, and w/Brake. This AB VFD is Frame size D and powered with 480V AC 3 Phase and 3 Amps. | 100
69540 | 20AD034A3AYNADN0 | G | This Allen Bradley PowerFlex 70 is a 18.5 (25) kW(Hp) AC Drive. This PF 70 comes with Standard Control, a Full Numeric LCD, and w/Brake. This AB VFD is Frame size D and powered with 480V AC 3 Phase and 3 Amps. | 100
69539 | 20AD034A3AYNADNN | G | This Allen Bradley PowerFlex 70 is a 18.5 (25) kW(Hp) AC Drive. This PF 70 comes with Standard Control, a Full Numeric LCD, and w/Brake. This AB VFD is Frame size D and powered with 480V AC 3 Phase and 3 Amps. | 100
69538 | 20AD034A3AYNAEC0 | G | This Allen Bradley PowerFlex 70 is a 18.5 (25) kW(Hp) AC Drive. This PF 70 comes with Enhanced Control, a Full Numeric LCD, and w/Brake. This AB VFD is Frame size D and powered with 480V AC 3 Phase and 3 Amps. | 100
69537 | 20AD034A3AYNAECN | G | This Allen Bradley PowerFlex 70 is a 18.5 (25) kW(Hp) AC Drive. This PF 70 comes with Enhanced Control, a Full Numeric LCD, and w/Brake. This AB VFD is Frame size D and powered with 480V AC 3 Phase and 3 Amps. | 100
69536 | 20AD034A3AYNAEN0 | G | This Allen Bradley PowerFlex 70 is a 18.5 (25) kW(Hp) AC Drive. This PF 70 comes with Standard Control, a Full Numeric LCD, and w/Brake. This AB VFD is Frame size D and powered with 480V AC 3 Phase and 3 Amps. | 100
69535 | 20AD034A3AYNAENN | G | This Allen Bradley PowerFlex 70 is a 18.5 (25) kW(Hp) AC Drive. This PF 70 comes with Standard Control, a Full Numeric LCD, and w/Brake. This AB VFD is Frame size D and powered with 480V AC 3 Phase and 3 Amps. | 100
69744 | 20AD034A3AYNANC0 | G | This Allen Bradley PowerFlex 70 is a 18.5 (25) kW(Hp) AC Drive. This PF 70 comes with Enhanced Control, a Full Numeric LCD, and w/Brake. This AB VFD is Frame size D and powered with 480V AC 3 Phase and 3 Amps. | 100
69456 | 20AD034A3AYNANCN | G | This Allen Bradley PowerFlex 70 is a 18.5 (25) kW(Hp) AC Drive. This PF 70 comes with Enhanced Control, a Full Numeric LCD, and w/Brake. This AB VFD is Frame size D and powered with 480V AC 3 Phase and 3 Amps. | 100
71534 | 20AD034A3AYNANG0 | G | <p>The 20AD034A3AYNANG0 drive is an Allen-Bradley drive. It runs with a current rating of 34 Amps.</p>
69455 | 20AD034A3AYNANN0 | G | This Allen Bradley PowerFlex 70 is a 18.5 (25) kW(Hp) AC Drive. This PF 70 comes with Standard Control, a Full Numeric LCD, and w/Brake. This AB VFD is Frame size D and powered with 480V AC 3 Phase and 3 Amps. | 100
69534 | 20AD034A3AYNANNN | G | This Allen Bradley PowerFlex 70 is a 18.5 (25) kW(Hp) AC Drive. This PF 70 comes with Standard Control, a Full Numeric LCD, and w/Brake. This AB VFD is Frame size D and powered with 480V AC 3 Phase and 3 Amps. | 100
69905 | 20AD034A3AYYANC0 | G | This Allen Bradley PowerFlex 70 is a 18.5 (25) kW(Hp) AC Drive. This PF 70 comes with Enhanced Control, a Full Numeric LCD, and w/Brake. This AB VFD is Frame size D and powered with 480V AC 3 Phase and 3 Amps. | 99.5238
69533 | 20AD034A3NYNACC0 | G | This Allen Bradley PowerFlex 70 is a 18.5 (25) kW(Hp) AC Drive. This PF 70 comes with Enhanced Control, a Full Numeric LCD, and w/Brake. This AB VFD is Frame size D and powered with 480V AC 3 Phase and 3 Amps. | 100
69532 | 20AD034A3NYNACCN | G | This Allen Bradley PowerFlex 70 is a 18.5 (25) kW(Hp) AC Drive. This PF 70 comes with Enhanced Control, a Full Numeric LCD, and w/Brake. This AB VFD is Frame size D and powered with 480V AC 3 Phase and 3 Amps. | 100
69531 | 20AD034A3NYNACN0 | G | This Allen Bradley PowerFlex 70 is a 18.5 (25) kW(Hp) AC Drive. This PF 70 comes with Standard Control, a Full Numeric LCD, and w/Brake. This AB VFD is Frame size D and powered with 480V AC 3 Phase and 3 Amps. | 100
69530 | 20AD034A3NYNACNN | G | This Allen Bradley PowerFlex 70 is a 18.5 (25) kW(Hp) AC Drive. This PF 70 comes with Standard Control, a Full Numeric LCD, and w/Brake. This AB VFD is Frame size D and powered with 480V AC 3 Phase and 3 Amps. | 100
69529 | 20AD034A3NYNADC0 | G | This Allen Bradley PowerFlex 70 is a 18.5 (25) kW(Hp) AC Drive. This PF 70 comes with Enhanced Control, a Full Numeric LCD, and w/Brake. This AB VFD is Frame size D and powered with 480V AC 3 Phase and 3 Amps. | 100
69528 | 20AD034A3NYNADN0 | G | This Allen Bradley PowerFlex 70 is a 18.5 (25) kW(Hp) AC Drive. This PF 70 comes with Standard Control, a Full Numeric LCD, and w/Brake. This AB VFD is Frame size D and powered with 480V AC 3 Phase and 3 Amps. | 100
69527 | 20AD034A3NYNADNN | G | This Allen Bradley PowerFlex 70 is a 18.5 (25) kW(Hp) AC Drive. This PF 70 comes with Standard Control, a Full Numeric LCD, and w/Brake. This AB VFD is Frame size D and powered with 480V AC 3 Phase and 3 Amps. | 100
69526 | 20AD034A3NYNAECN | G | This Allen Bradley PowerFlex 70 is a 18.5 (25) kW(Hp) AC Drive. This PF 70 comes with Enhanced Control, a Full Numeric LCD, and w/Brake. This AB VFD is Frame size D and powered with 480V AC 3 Phase and 3 Amps. | 100
69525 | 20AD034A3NYNAEN0 | G | This Allen Bradley PowerFlex 70 is a 18.5 (25) kW(Hp) AC Drive. This PF 70 comes with Standard Control, a Full Numeric LCD, and w/Brake. This AB VFD is Frame size D and powered with 480V AC 3 Phase and 3 Amps. | 100
69524 | 20AD034A3NYNAENN | G | This Allen Bradley PowerFlex 70 is a 18.5 (25) kW(Hp) AC Drive. This PF 70 comes with Standard Control, a Full Numeric LCD, and w/Brake. This AB VFD is Frame size D and powered with 480V AC 3 Phase and 3 Amps. | 100
69523 | 20AD034A3NYNANC0 | G | This Allen Bradley PowerFlex 70 is a 18.5 (25) kW(Hp) AC Drive. This PF 70 comes with Enhanced Control, a Full Numeric LCD, and w/Brake. This AB VFD is Frame size D and powered with 480V AC 3 Phase and 3 Amps. | 100
69522 | 20AD034A3NYNANCN | G | This Allen Bradley PowerFlex 70 is a 18.5 (25) kW(Hp) AC Drive. This PF 70 comes with Enhanced Control, a Full Numeric LCD, and w/Brake. This AB VFD is Frame size D and powered with 480V AC 3 Phase and 3 Amps. | 100
69521 | 20AD034A3NYNANN0 | G | This Allen Bradley PowerFlex 70 is a 18.5 (25) kW(Hp) AC Drive. This PF 70 comes with Standard Control, a Full Numeric LCD, and w/Brake. This AB VFD is Frame size D and powered with 480V AC 3 Phase and 3 Amps. | 100
69134 | 20AD034C3AYNANC0 | G | This Allen Bradley PowerFlex 70 is a 18.5 (25) kW(Hp) AC Drive. This PF 70 comes with Enhanced Control, a Full Numeric LCD, and w/Brake. This AB VFD is Frame size D and powered with 480V AC 3 Phase and 3 Amps. | 100
69768 | 20AD034F0AYNADNN | G | This Allen Bradley PowerFlex 70 is a 18.5 (25) kW(Hp) AC Drive. This PF 70 comes with Standard Control, a Blank Cover, and w/Brake. This AB VFD is Frame size D and powered with 480V AC 3 Phase and 3 Amps. | 99.5122
69191 | 20AD034F0AYNANC0 | G | This Allen Bradley PowerFlex 70 is a 18.5 (25) kW(Hp) AC Drive. This PF 70 comes with Enhanced Control, a Blank Cover, and w/Brake. This AB VFD is Frame size D and powered with 480V AC 3 Phase and 3 Amps. | 100
71569 | 20AD034F3AYNANC0 | G | <p>The Allen-Bradley 20AD034F3AYNANC0 PowerFlex 70 AC drive with enhanced motor control and a D Frame size. This drive has a 3-phase voltage rating of 480 Volts AC, a current rating of 34&nbsp;Amps, and a power rating of 18.5 kilowatts.</p> | 95.2772
69430 | 20AD034F3AYYANC0 | G | This Allen Bradley PowerFlex 70 is a 18.5 (25) kW(Hp) AC Drive. This PF 70 comes with Enhanced Control, a Full Numeric LCD, and w/Brake. This AB VFD is Frame size D and powered with 480V AC 3 Phase and 3 Amps. | 100
69520 | 20AD040A0AYNACC0 | G | This Allen Bradley PowerFlex 70 is a 22 (30) kW(Hp) AC Drive. This PF 70 comes with Enhanced Control, a Blank Cover, and w/Brake. This AB VFD is Frame size D and powered with 480V AC 3 Phase and 3 Amps. | 99.5074
69519 | 20AD040A0AYNACCN | G | This Allen Bradley PowerFlex 70 is a 22 (30) kW(Hp) AC Drive. This PF 70 comes with Enhanced Control, a Blank Cover, and w/Brake. This AB VFD is Frame size D and powered with 480V AC 3 Phase and 3 Amps. | 100
69518 | 20AD040A0AYNACNN | G | This Allen Bradley PowerFlex 70 is a 22 (30) kW(Hp) AC Drive. This PF 70 comes with Standard Control, a Blank Cover, and w/Brake. This AB VFD is Frame size D and powered with 480V AC 3 Phase and 3 Amps. | 99.5074
69517 | 20AD040A0AYNADC0 | G | This Allen Bradley PowerFlex 70 is a 22 (30) kW(Hp) AC Drive. This PF 70 comes with Enhanced Control, a Blank Cover, and w/Brake. This AB VFD is Frame size D and powered with 480V AC 3 Phase and 3 Amps. | 100
69516 | 20AD040A0AYNADCN | G | This Allen Bradley PowerFlex 70 is a 22 (30) kW(Hp) AC Drive. This PF 70 comes with Enhanced Control, a Blank Cover, and w/Brake. This AB VFD is Frame size D and powered with 480V AC 3 Phase and 3 Amps. | 100
69515 | 20AD040A0AYNADNN | G | This Allen Bradley PowerFlex 70 is a 22 (30) kW(Hp) AC Drive. This PF 70 comes with Standard Control, a Blank Cover, and w/Brake. This AB VFD is Frame size D and powered with 480V AC 3 Phase and 3 Amps. | 100
69514 | 20AD040A0AYNAEC0 | G | This Allen Bradley PowerFlex 70 is a 22 (30) kW(Hp) AC Drive. This PF 70 comes with Enhanced Control, a Blank Cover, and w/Brake. This AB VFD is Frame size D and powered with 480V AC 3 Phase and 3 Amps. | 100
69513 | 20AD040A0AYNAECN | G | This Allen Bradley PowerFlex 70 is a 22 (30) kW(Hp) AC Drive. This PF 70 comes with Enhanced Control, a Blank Cover, and w/Brake. This AB VFD is Frame size D and powered with 480V AC 3 Phase and 3 Amps. | 100
69512 | 20AD040A0AYNAENN | G | This Allen Bradley PowerFlex 70 is a 22 (30) kW(Hp) AC Drive. This PF 70 comes with Standard Control, a Blank Cover, and w/Brake. This AB VFD is Frame size D and powered with 480V AC 3 Phase and 3 Amps. | 100
69132 | 20AD040A0AYNANC0 | G | This Allen Bradley PowerFlex 70 is a 22 (30) kW(Hp) AC Drive. This PF 70 comes with Enhanced Control, a Blank Cover, and w/Brake. This AB VFD is Frame size D and powered with 480V AC 3 Phase and 3 Amps. | 100
69511 | 20AD040A0AYNANCN | G | This Allen Bradley PowerFlex 70 is a 22 (30) kW(Hp) AC Drive. This PF 70 comes with Enhanced Control, a Blank Cover, and w/Brake. This AB VFD is Frame size D and powered with 480V AC 3 Phase and 3 Amps. | 100
69510 | 20AD040A0AYNANNN | G | This Allen Bradley PowerFlex 70 is a 22 (30) kW(Hp) AC Drive. This PF 70 comes with Standard Control, a Blank Cover, and w/Brake. This AB VFD is Frame size D and powered with 480V AC 3 Phase and 3 Amps. | 100
69509 | 20AD040A0NYNACC0 | G | This Allen Bradley PowerFlex 70 is a 22 (30) kW(Hp) AC Drive. This PF 70 comes with Enhanced Control, a Blank Cover, and w/Brake. This AB VFD is Frame size D and powered with 480V AC 3 Phase and 3 Amps. | 100
69508 | 20AD040A0NYNACCN | G | This Allen Bradley PowerFlex 70 is a 22 (30) kW(Hp) AC Drive. This PF 70 comes with Enhanced Control, a Blank Cover, and w/Brake. This AB VFD is Frame size D and powered with 480V AC 3 Phase and 3 Amps. | 100
69507 | 20AD040A0NYNADC0 | G | This Allen Bradley PowerFlex 70 is a 22 (30) kW(Hp) AC Drive. This PF 70 comes with Enhanced Control, a Blank Cover, and w/Brake. This AB VFD is Frame size D and powered with 480V AC 3 Phase and 3 Amps. | 100
69506 | 20AD040A0NYNADCN | G | This Allen Bradley PowerFlex 70 is a 22 (30) kW(Hp) AC Drive. This PF 70 comes with Enhanced Control, a Blank Cover, and w/Brake. This AB VFD is Frame size D and powered with 480V AC 3 Phase and 3 Amps. | 100
69505 | 20AD040A0NYNADNN | G | This Allen Bradley PowerFlex 70 is a 22 (30) kW(Hp) AC Drive. This PF 70 comes with Standard Control, a Blank Cover, and w/Brake. This AB VFD is Frame size D and powered with 480V AC 3 Phase and 3 Amps. | 100
69504 | 20AD040A0NYNAEC0 | G | This Allen Bradley PowerFlex 70 is a 22 (30) kW(Hp) AC Drive. This PF 70 comes with Enhanced Control, a Blank Cover, and w/Brake. This AB VFD is Frame size D and powered with 480V AC 3 Phase and 3 Amps. | 100
69503 | 20AD040A0NYNAECN | G | This Allen Bradley PowerFlex 70 is a 22 (30) kW(Hp) AC Drive. This PF 70 comes with Enhanced Control, a Blank Cover, and w/Brake. This AB VFD is Frame size D and powered with 480V AC 3 Phase and 3 Amps. | 100
69502 | 20AD040A0NYNAENN | G | This Allen Bradley PowerFlex 70 is a 22 (30) kW(Hp) AC Drive. This PF 70 comes with Standard Control, a Blank Cover, and w/Brake. This AB VFD is Frame size D and powered with 480V AC 3 Phase and 3 Amps. | 100
69501 | 20AD040A0NYNANC0 | G | This Allen Bradley PowerFlex 70 is a 22 (30) kW(Hp) AC Drive. This PF 70 comes with Enhanced Control, a Blank Cover, and w/Brake. This AB VFD is Frame size D and powered with 480V AC 3 Phase and 3 Amps. | 100
69500 | 20AD040A0NYNANCN | G | This Allen Bradley PowerFlex 70 is a 22 (30) kW(Hp) AC Drive. This PF 70 comes with Enhanced Control, a Blank Cover, and w/Brake. This AB VFD is Frame size D and powered with 480V AC 3 Phase and 3 Amps. | 100
69499 | 20AD040A0NYNANNN | G | This Allen Bradley PowerFlex 70 is a 22 (30) kW(Hp) AC Drive. This PF 70 comes with Standard Control, a Blank Cover, and w/Brake. This AB VFD is Frame size D and powered with 480V AC 3 Phase and 3 Amps. | 100
69498 | 20AD040A3AYNACC0 | G | This Allen Bradley PowerFlex 70 is a 22 (30) kW(Hp) AC Drive. This PF 70 comes with Enhanced Control, a Full Numeric LCD, and w/Brake. This AB VFD is Frame size D and powered with 480V AC 3 Phase and 3 Amps. | 100
69497 | 20AD040A3AYNACCN | G | This Allen Bradley PowerFlex 70 is a 22 (30) kW(Hp) AC Drive. This PF 70 comes with Enhanced Control, a Full Numeric LCD, and w/Brake. This AB VFD is Frame size D and powered with 480V AC 3 Phase and 3 Amps. | 100
69496 | 20AD040A3AYNACNN | G | This Allen Bradley PowerFlex 70 is a 22 (30) kW(Hp) AC Drive. This PF 70 comes with Standard Control, a Full Numeric LCD, and w/Brake. This AB VFD is Frame size D and powered with 480V AC 3 Phase and 3 Amps. | 100
69495 | 20AD040A3AYNADC0 | G | This Allen Bradley PowerFlex 70 is a 22 (30) kW(Hp) AC Drive. This PF 70 comes with Enhanced Control, a Full Numeric LCD, and w/Brake. This AB VFD is Frame size D and powered with 480V AC 3 Phase and 3 Amps. | 100
69494 | 20AD040A3AYNADCN | G | This Allen Bradley PowerFlex 70 is a 22 (30) kW(Hp) AC Drive. This PF 70 comes with Enhanced Control, a Full Numeric LCD, and w/Brake. This AB VFD is Frame size D and powered with 480V AC 3 Phase and 3 Amps. | 100
69493 | 20AD040A3AYNADNN | G | This Allen Bradley PowerFlex 70 is a 22 (30) kW(Hp) AC Drive. This PF 70 comes with Standard Control, a Full Numeric LCD, and w/Brake. This AB VFD is Frame size D and powered with 480V AC 3 Phase and 3 Amps. | 100
69492 | 20AD040A3AYNAEC0 | G | This Allen Bradley PowerFlex 70 is a 22 (30) kW(Hp) AC Drive. This PF 70 comes with Enhanced Control, a Full Numeric LCD, and w/Brake. This AB VFD is Frame size D and powered with 480V AC 3 Phase and 3 Amps. | 100
69491 | 20AD040A3AYNAECN | G | This Allen Bradley PowerFlex 70 is a 22 (30) kW(Hp) AC Drive. This PF 70 comes with Enhanced Control, a Full Numeric LCD, and w/Brake. This AB VFD is Frame size D and powered with 480V AC 3 Phase and 3 Amps. | 100
69490 | 20AD040A3AYNAENN | G | This Allen Bradley PowerFlex 70 is a 22 (30) kW(Hp) AC Drive. This PF 70 comes with Standard Control, a Full Numeric LCD, and w/Brake. This AB VFD is Frame size D and powered with 480V AC 3 Phase and 3 Amps. | 100
69462 | 20AD040A3AYNANC0 | G | This Allen Bradley PowerFlex 70 is a 22 (30) kW(Hp) AC Drive. This PF 70 comes with Enhanced Control, a Full Numeric LCD, and w/Brake. This AB VFD is Frame size D and powered with 480V AC 3 Phase and 3 Amps. | 100
69454 | 20AD040A3AYNANCN | G | This Allen Bradley PowerFlex 70 is a 22 (30) kW(Hp) AC Drive. This PF 70 comes with Enhanced Control, a Full Numeric LCD, and w/Brake. This AB VFD is Frame size D and powered with 480V AC 3 Phase and 3 Amps. | 100
69453 | 20AD040A3AYNANG0 | G | This Allen Bradley PowerFlex 70 is a 22 (30) kW(Hp) AC Drive. This PF 70 comes with Enhanced Control, a Full Numeric LCD, and w/Brake. This AB VFD is Frame size D and powered with 480V AC 3 Phase and 3 Amps. | 100
69452 | 20AD040A3AYNANN0 | G | This Allen Bradley PowerFlex 70 is a 22 (30) kW(Hp) AC Drive. This PF 70 comes with Standard Control, a Full Numeric LCD, and w/Brake. This AB VFD is Frame size D and powered with 480V AC 3 Phase and 3 Amps. | 100
69451 | 20AD040A3AYNANNN | G | This Allen Bradley PowerFlex 70 is a 22 (30) kW(Hp) AC Drive. This PF 70 comes with Standard Control, a Full Numeric LCD, and w/Brake. This AB VFD is Frame size D and powered with 480V AC 3 Phase and 3 Amps. | 100
71531 | 20AD040A3AYYANC0 | G | <p>The 20AD040A3AYYANC0 drive is a 480 Volts AC rated unit by Allen-Bradley. It is a variable frequency drive.</p>
69489 | 20AD040A3NYNACC0 | G | This Allen Bradley PowerFlex 70 is a 22 (30) kW(Hp) AC Drive. This PF 70 comes with Enhanced Control, a Full Numeric LCD, and w/Brake. This AB VFD is Frame size D and powered with 480V AC 3 Phase and 3 Amps. | 100
69488 | 20AD040A3NYNACCN | G | This Allen Bradley PowerFlex 70 is a 22 (30) kW(Hp) AC Drive. This PF 70 comes with Enhanced Control, a Full Numeric LCD, and w/Brake. This AB VFD is Frame size D and powered with 480V AC 3 Phase and 3 Amps. | 100
69487 | 20AD040A3NYNACNN | G | This Allen Bradley PowerFlex 70 is a 22 (30) kW(Hp) AC Drive. This PF 70 comes with Standard Control, a Full Numeric LCD, and w/Brake. This AB VFD is Frame size D and powered with 480V AC 3 Phase and 3 Amps. | 100
69486 | 20AD040A3NYNADC0 | G | This Allen Bradley PowerFlex 70 is a 22 (30) kW(Hp) AC Drive. This PF 70 comes with Enhanced Control, a Full Numeric LCD, and w/Brake. This AB VFD is Frame size D and powered with 480V AC 3 Phase and 3 Amps. | 100
69485 | 20AD040A3NYNADCN | G | This Allen Bradley PowerFlex 70 is a 22 (30) kW(Hp) AC Drive. This PF 70 comes with Enhanced Control, a Full Numeric LCD, and w/Brake. This AB VFD is Frame size D and powered with 480V AC 3 Phase and 3 Amps. | 100
69484 | 20AD040A3NYNADNN | G | This Allen Bradley PowerFlex 70 is a 22 (30) kW(Hp) AC Drive. This PF 70 comes with Standard Control, a Full Numeric LCD, and w/Brake. This AB VFD is Frame size D and powered with 480V AC 3 Phase and 3 Amps. | 100
69483 | 20AD040A3NYNAEC0 | G | This Allen Bradley PowerFlex 70 is a 22 (30) kW(Hp) AC Drive. This PF 70 comes with Enhanced Control, a Full Numeric LCD, and w/Brake. This AB VFD is Frame size D and powered with 480V AC 3 Phase and 3 Amps. | 100
69482 | 20AD040A3NYNAECN | G | This Allen Bradley PowerFlex 70 is a 22 (30) kW(Hp) AC Drive. This PF 70 comes with Enhanced Control, a Full Numeric LCD, and w/Brake. This AB VFD is Frame size D and powered with 480V AC 3 Phase and 3 Amps. | 100
69481 | 20AD040A3NYNAENN | G | This Allen Bradley PowerFlex 70 is a 22 (30) kW(Hp) AC Drive. This PF 70 comes with Standard Control, a Full Numeric LCD, and w/Brake. This AB VFD is Frame size D and powered with 480V AC 3 Phase and 3 Amps. | 100
69480 | 20AD040A3NYNANC0 | G | This Allen Bradley PowerFlex 70 is a 22 (30) kW(Hp) AC Drive. This PF 70 comes with Enhanced Control, a Full Numeric LCD, and w/Brake. This AB VFD is Frame size D and powered with 480V AC 3 Phase and 3 Amps. | 100
69479 | 20AD040A3NYNANCN | G | This Allen Bradley PowerFlex 70 is a 22 (30) kW(Hp) AC Drive. This PF 70 comes with Enhanced Control, a Full Numeric LCD, and w/Brake. This AB VFD is Frame size D and powered with 480V AC 3 Phase and 3 Amps. | 100
69478 | 20AD040A3NYNANNN | G | This Allen Bradley PowerFlex 70 is a 22 (30) kW(Hp) AC Drive. This PF 70 comes with Standard Control, a Full Numeric LCD, and w/Brake. This AB VFD is Frame size D and powered with 480V AC 3 Phase and 3 Amps. | 100
69207 | 20AD040A4AYNNN | G | This Allen Bradley PowerFlex 70 is a 22 (30) kW(Hp) AC Drive. This PF 70 comes with No Feedback - Enhanced Control Feedback, a Blank Cover, and w/Brake. This AB VFD is Frame size D and powered with 480V AC 3 Phase and 3 Amps. | 99.1228
69131 | 20AD040C3AYNANC0 | G | This Allen Bradley PowerFlex 70 is a 22 (30) kW(Hp) AC Drive. This PF 70 comes with Enhanced Control, a Full Numeric LCD, and w/Brake. This AB VFD is Frame size D and powered with 480V AC 3 Phase and 3 Amps. | 100
69743 | 20AD040C3AYNARC0 | G | This Allen Bradley PowerFlex 70 is a 22 (30) kW(Hp) AC Drive. This PF 70 comes with Enhanced Control, a Full Numeric LCD, and w/Brake. This AB VFD is Frame size D and powered with 480V AC 3 Phase and 3 Amps. | 100
69742 | 20AD040C3AYNARNN | G | This Allen Bradley PowerFlex 70 is a 22 (30) kW(Hp) AC Drive. This PF 70 comes with Standard Control, a Full Numeric LCD, and w/Brake. This AB VFD is Frame size D and powered with 480V AC 3 Phase and 3 Amps. | 99.5192
69786 | 20AD040C3AYYANC0 | G | This Allen Bradley PowerFlex 70 is a 22 (30) kW(Hp) AC Drive. This PF 70 comes with Enhanced Control, a Full Numeric LCD, and w/Brake. This AB VFD is Frame size D and powered with 480V AC 3 Phase and 3 Amps. | 99.5192
69130 | 20AD040F0AYNANC0 | G | This Allen Bradley PowerFlex 70 is a 22 (30) kW(Hp) AC Drive. This PF 70 comes with Enhanced Control, a Blank Cover, and w/Brake. This AB VFD is Frame size D and powered with 480V AC 3 Phase and 3 Amps. | 100
69429 | 20AD052A0AYNACC0 | G | This Allen Bradley PowerFlex 70 is a 30 (40) kW(Hp) AC Drive. This PF 70 comes with Enhanced Control, a Blank Cover, and w/Brake. This AB VFD is Frame size E and powered with 480V AC 3 Phase and 3 Amps. | 99.5074
69428 | 20AD052A0AYNACCN | G | This Allen Bradley PowerFlex 70 is a 30 (40) kW(Hp) AC Drive. This PF 70 comes with Enhanced Control, a Blank Cover, and w/Brake. This AB VFD is Frame size E and powered with 480V AC 3 Phase and 3 Amps. | 100
69427 | 20AD052A0AYNACNN | G | This Allen Bradley PowerFlex 70 is a 30 (40) kW(Hp) AC Drive. This PF 70 comes with Standard Control, a Blank Cover, and w/Brake. This AB VFD is Frame size E and powered with 480V AC 3 Phase and 3 Amps. | 100
69426 | 20AD052A0AYNADC0 | G | This Allen Bradley PowerFlex 70 is a 30 (40) kW(Hp) AC Drive. This PF 70 comes with Enhanced Control, a Blank Cover, and w/Brake. This AB VFD is Frame size E and powered with 480V AC 3 Phase and 3 Amps. | 100
69425 | 20AD052A0AYNADCN | G | This Allen Bradley PowerFlex 70 is a 30 (40) kW(Hp) AC Drive. This PF 70 comes with Enhanced Control, a Blank Cover, and w/Brake. This AB VFD is Frame size E and powered with 480V AC 3 Phase and 3 Amps. | 100
69424 | 20AD052A0AYNADNN | G | This Allen Bradley PowerFlex 70 is a 30 (40) kW(Hp) AC Drive. This PF 70 comes with Standard Control, a Blank Cover, and w/Brake. This AB VFD is Frame size E and powered with 480V AC 3 Phase and 3 Amps. | 100
69423 | 20AD052A0AYNAEC0 | G | This Allen Bradley PowerFlex 70 is a 30 (40) kW(Hp) AC Drive. This PF 70 comes with Enhanced Control, a Blank Cover, and w/Brake. This AB VFD is Frame size E and powered with 480V AC 3 Phase and 3 Amps. | 100
69422 | 20AD052A0AYNAECN | G | This Allen Bradley PowerFlex 70 is a 30 (40) kW(Hp) AC Drive. This PF 70 comes with Enhanced Control, a Blank Cover, and w/Brake. This AB VFD is Frame size E and powered with 480V AC 3 Phase and 3 Amps. | 100
69421 | 20AD052A0AYNAENN | G | This Allen Bradley PowerFlex 70 is a 30 (40) kW(Hp) AC Drive. This PF 70 comes with Standard Control, a Blank Cover, and w/Brake. This AB VFD is Frame size E and powered with 480V AC 3 Phase and 3 Amps. | 100
69129 | 20AD052A0AYNANC0 | G | This Allen Bradley PowerFlex 70 is a 30 (40) kW(Hp) AC Drive. This PF 70 comes with Enhanced Control, a Blank Cover, and w/Brake. This AB VFD is Frame size E and powered with 480 Volts AC 3 Phase and 3 Amps. | 98.7835
69420 | 20AD052A0AYNANCN | G | This Allen Bradley PowerFlex 70 is a 30 (40) kW(Hp) AC Drive. This PF 70 comes with Enhanced Control, a Blank Cover, and w/Brake. This AB VFD is Frame size E and powered with 480V AC 3 Phase and 3 Amps. | 100
69655 | 20AD052A0AYNAND0 | G | This Allen Bradley PowerFlex 70 is a 30 (40) kW(Hp) AC Drive. This PF 70 comes with Standard Control, a Blank Cover, and w/Brake. This AB VFD is Frame size E and powered with 480V AC 3 Phase and 3 Amps. | 99.5074
69419 | 20AD052A0AYNANNN | G | This Allen Bradley PowerFlex 70 is a 30 (40) kW(Hp) AC Drive. This PF 70 comes with Standard Control, a Blank Cover, and w/Brake. This AB VFD is Frame size E and powered with 480V AC 3 Phase and 3 Amps. | 100
69418 | 20AD052A0NYNACC0 | G | This Allen Bradley PowerFlex 70 is a 30 (40) kW(Hp) AC Drive. This PF 70 comes with Enhanced Control, a Blank Cover, and w/Brake. This AB VFD is Frame size E and powered with 480V AC 3 Phase and 3 Amps. | 100
69417 | 20AD052A0NYNACCN | G | This Allen Bradley PowerFlex 70 is a 30 (40) kW(Hp) AC Drive. This PF 70 comes with Enhanced Control, a Blank Cover, and w/Brake. This AB VFD is Frame size E and powered with 480V AC 3 Phase and 3 Amps. | 100
69416 | 20AD052A0NYNACNN | G | This Allen Bradley PowerFlex 70 is a 30 (40) kW(Hp) AC Drive. This PF 70 comes with Standard Control, a Blank Cover, and w/Brake. This AB VFD is Frame size E and powered with 480V AC 3 Phase and 3 Amps. | 100
69415 | 20AD052A0NYNADC0 | G | This Allen Bradley PowerFlex 70 is a 30 (40) kW(Hp) AC Drive. This PF 70 comes with Enhanced Control, a Blank Cover, and w/Brake. This AB VFD is Frame size E and powered with 480V AC 3 Phase and 3 Amps. | 100
69414 | 20AD052A0NYNADCN | G | This Allen Bradley PowerFlex 70 is a 30 (40) kW(Hp) AC Drive. This PF 70 comes with Enhanced Control, a Blank Cover, and w/Brake. This AB VFD is Frame size E and powered with 480V AC 3 Phase and 3 Amps. | 100
69413 | 20AD052A0NYNADNN | G | This Allen Bradley PowerFlex 70 is a 30 (40) kW(Hp) AC Drive. This PF 70 comes with Standard Control, a Blank Cover, and w/Brake. This AB VFD is Frame size E and powered with 480V AC 3 Phase and 3 Amps. | 100
69412 | 20AD052A0NYNAEC0 | G | This Allen Bradley PowerFlex 70 is a 30 (40) kW(Hp) AC Drive. This PF 70 comes with Enhanced Control, a Blank Cover, and w/Brake. This AB VFD is Frame size E and powered with 480V AC 3 Phase and 3 Amps. | 100
69411 | 20AD052A0NYNAECN | G | This Allen Bradley PowerFlex 70 is a 30 (40) kW(Hp) AC Drive. This PF 70 comes with Enhanced Control, a Blank Cover, and w/Brake. This AB VFD is Frame size E and powered with 480V AC 3 Phase and 3 Amps. | 100
69410 | 20AD052A0NYNAENN | G | This Allen Bradley PowerFlex 70 is a 30 (40) kW(Hp) AC Drive. This PF 70 comes with Standard Control, a Blank Cover, and w/Brake. This AB VFD is Frame size E and powered with 480V AC 3 Phase and 3 Amps. | 100
69409 | 20AD052A0NYNANC0 | G | This Allen Bradley PowerFlex 70 is a 30 (40) kW(Hp) AC Drive. This PF 70 comes with Enhanced Control, a Blank Cover, and w/Brake. This AB VFD is Frame size E and powered with 480V AC 3 Phase and 3 Amps. | 100
69408 | 20AD052A0NYNANCN | G | This Allen Bradley PowerFlex 70 is a 30 (40) kW(Hp) AC Drive. This PF 70 comes with Enhanced Control, a Blank Cover, and w/Brake. This AB VFD is Frame size E and powered with 480V AC 3 Phase and 3 Amps. | 100
69407 | 20AD052A0NYNANNN | G | This Allen Bradley PowerFlex 70 is a 30 (40) kW(Hp) AC Drive. This PF 70 comes with Standard Control, a Blank Cover, and w/Brake. This AB VFD is Frame size E and powered with 480V AC 3 Phase and 3 Amps. | 100
69406 | 20AD052A3AYNACC0 | G | This Allen Bradley PowerFlex 70 is a 30 (40) kW(Hp) AC Drive. This PF 70 comes with Enhanced Control, a Full Numeric LCD, and w/Brake. This AB VFD is Frame size E and powered with 480V AC 3 Phase and 3 Amps. | 100
69405 | 20AD052A3AYNACCN | G | This Allen Bradley PowerFlex 70 is a 30 (40) kW(Hp) AC Drive. This PF 70 comes with Enhanced Control, a Full Numeric LCD, and w/Brake. This AB VFD is Frame size E and powered with 480V AC 3 Phase and 3 Amps. | 100
69404 | 20AD052A3AYNACNN | G | This Allen Bradley PowerFlex 70 is a 30 (40) kW(Hp) AC Drive. This PF 70 comes with Standard Control, a Full Numeric LCD, and w/Brake. This AB VFD is Frame size E and powered with 480V AC 3 Phase and 3 Amps. | 100
69614 | 20AD052A3AYNADC0 | G | This Allen Bradley PowerFlex 70 is a 30 (40) kW(Hp) AC Drive. This PF 70 comes with Enhanced Control, a Full Numeric LCD, and w/Brake. This AB VFD is Frame size E and powered with 480V AC 3 Phase and 3 Amps. | 99.5192
69403 | 20AD052A3AYNADCN | G | This Allen Bradley PowerFlex 70 is a 30 (40) kW(Hp) AC Drive. This PF 70 comes with Enhanced Control, a Full Numeric LCD, and w/Brake. This AB VFD is Frame size E and powered with 480V AC 3 Phase and 3 Amps. | 100
69402 | 20AD052A3AYNADNN | G | This Allen Bradley PowerFlex 70 is a 30 (40) kW(Hp) AC Drive. This PF 70 comes with Standard Control, a Full Numeric LCD, and w/Brake. This AB VFD is Frame size E and powered with 480V AC 3 Phase and 3 Amps. | 100
69401 | 20AD052A3AYNAEC0 | G | This Allen Bradley PowerFlex 70 is a 30 (40) kW(Hp) AC Drive. This PF 70 comes with Enhanced Control, a Full Numeric LCD, and w/Brake. This AB VFD is Frame size E and powered with 480V AC 3 Phase and 3 Amps. | 100
69400 | 20AD052A3AYNAECN | G | This Allen Bradley PowerFlex 70 is a 30 (40) kW(Hp) AC Drive. This PF 70 comes with Enhanced Control, a Full Numeric LCD, and w/Brake. This AB VFD is Frame size E and powered with 480V AC 3 Phase and 3 Amps. | 100
69450 | 20AD052A3AYNANC0 | G | This Allen Bradley PowerFlex 70 is a 30 (40) kW(Hp) AC Drive. This PF 70 comes with Enhanced Control, a Full Numeric LCD, and w/Brake. This AB VFD is Frame size E and powered with 480V AC 3 Phase and 3 Amps. | 100
69399 | 20AD052A3AYNANCN | G | This Allen Bradley PowerFlex 70 is a 30 (40) kW(Hp) AC Drive. This PF 70 comes with Enhanced Control, a Full Numeric LCD, and w/Brake. This AB VFD is Frame size E and powered with 480V AC 3 Phase and 3 Amps. | 100
69449 | 20AD052A3AYNANG0 | G | This Allen Bradley PowerFlex 70 is a 30 (40) kW(Hp) AC Drive. This PF 70 comes with Enhanced Control, a Full Numeric LCD, and w/Brake. This AB VFD is Frame size E and powered with 480V AC 3 Phase and 3 Amps. | 100
69448 | 20AD052A3AYNANN0 | G | This Allen Bradley PowerFlex 70 is a 30 (40) kW(Hp) AC Drive. This PF 70 comes with Standard Control, a Full Numeric LCD, and w/Brake. This AB VFD is Frame size E and powered with 480V AC 3 Phase and 3 Amps. | 99.5192
69447 | 20AD052A3AYNANNN | G | This Allen Bradley PowerFlex 70 is a 30 (40) kW(Hp) AC Drive. This PF 70 comes with Standard Control, a Full Numeric LCD, and w/Brake. This AB VFD is Frame size E and powered with 480V AC 3 Phase and 3 Amps. | 100
69398 | 20AD052A3NYNACCN | G | This Allen Bradley PowerFlex 70 is a 30 (40) kW(Hp) AC Drive. This PF 70 comes with Enhanced Control, a Full Numeric LCD, and w/Brake. This AB VFD is Frame size E and powered with 480V AC 3 Phase and 3 Amps. | 100
69397 | 20AD052A3NYNACNN | G | This Allen Bradley PowerFlex 70 is a 30 (40) kW(Hp) AC Drive. This PF 70 comes with Standard Control, a Full Numeric LCD, and w/Brake. This AB VFD is Frame size E and powered with 480V AC 3 Phase and 3 Amps. | 100
69396 | 20AD052A3NYNADC0 | G | This Allen Bradley PowerFlex 70 is a 30 (40) kW(Hp) AC Drive. This PF 70 comes with Enhanced Control, a Full Numeric LCD, and w/Brake. This AB VFD is Frame size E and powered with 480V AC 3 Phase and 3 Amps. | 100
69395 | 20AD052A3NYNADCN | G | This Allen Bradley PowerFlex 70 is a 30 (40) kW(Hp) AC Drive. This PF 70 comes with Enhanced Control, a Full Numeric LCD, and w/Brake. This AB VFD is Frame size E and powered with 480V AC 3 Phase and 3 Amps. | 100
69394 | 20AD052A3NYNADNN | G | This Allen Bradley PowerFlex 70 is a 30 (40) kW(Hp) AC Drive. This PF 70 comes with Standard Control, a Full Numeric LCD, and w/Brake. This AB VFD is Frame size E and powered with 480V AC 3 Phase and 3 Amps. | 100
69393 | 20AD052A3NYNAEC0 | G | This Allen Bradley PowerFlex 70 is a 30 (40) kW(Hp) AC Drive. This PF 70 comes with Enhanced Control, a Full Numeric LCD, and w/Brake. This AB VFD is Frame size E and powered with 480V AC 3 Phase and 3 Amps. | 100
69392 | 20AD052A3NYNAECN | G | This Allen Bradley PowerFlex 70 is a 30 (40) kW(Hp) AC Drive. This PF 70 comes with Enhanced Control, a Full Numeric LCD, and w/Brake. This AB VFD is Frame size E and powered with 480V AC 3 Phase and 3 Amps. | 100
69391 | 20AD052A3NYNANC0 | G | This Allen Bradley PowerFlex 70 is a 30 (40) kW(Hp) AC Drive. This PF 70 comes with Enhanced Control, a Full Numeric LCD, and w/Brake. This AB VFD is Frame size E and powered with 480V AC 3 Phase and 3 Amps. | 100
69390 | 20AD052A3NYNANCN | G | This Allen Bradley PowerFlex 70 is a 30 (40) kW(Hp) AC Drive. This PF 70 comes with Enhanced Control, a Full Numeric LCD, and w/Brake. This AB VFD is Frame size E and powered with 480V AC 3 Phase and 3 Amps. | 100
69389 | 20AD052A3NYNANNN | G | This Allen Bradley PowerFlex 70 is a 30 (40) kW(Hp) AC Drive. This PF 70 comes with Standard Control, a Full Numeric LCD, and w/Brake. This AB VFD is Frame size E and powered with 480V AC 3 Phase and 3 Amps. | 100
69211 | 20AD052AYNANC0 | G | This Allen Bradley PowerFlex 70 is a 30 (40) kW(Hp) AC Drive. This PF 70 comes with No Feedback - Enhanced Control Feedback, a Blank Cover, and w/Brake. This AB VFD is Frame size E and powered with 480V AC 3 Phase and 3 Amps. | 98.2456
69128 | 20AD052C3AYNANC0 | G | This Allen Bradley PowerFlex 70 is a 30 (40) kW(Hp) AC Drive. This PF 70 comes with Enhanced Control, a Full Numeric LCD, and w/Brake. This AB VFD is Frame size E and powered with 480V AC 3 Phase and 3 Amps. | 100
69127 | 20AD052F0AYNANC0 | G | This Allen Bradley PowerFlex 70 is a 30 (40) kW(Hp) AC Drive. This PF 70 comes with Enhanced Control, a Blank Cover, and w/Brake. This AB VFD is Frame size E and powered with 480V AC 3 Phase and 3 Amps. | 100
69126 | 20AD052G3AYNANC0 | G | This Allen Bradley PowerFlex 70 is a 30 (40) kW(Hp) AC Drive. This PF 70 comes with Enhanced Control, a Full Numeric LCD, and w/Brake. This AB VFD is Frame size E and powered with 480V AC 3 Phase and 3 Amps. | 100
69259 | 20AD065A0AYNACN0 | G | This Allen Bradley PowerFlex 70 is a 37 (50) kW(Hp) AC Drive. This PF 70 comes with Standard Control, a Blank Cover, and w/Brake. This AB VFD is Frame size E and powered with 480V AC 3 Phase and 3 Amps. | 99.5074
69258 | 20AD065A0AYNADC0 | G | This Allen Bradley PowerFlex 70 is a 37 (50) kW(Hp) AC Drive. This PF 70 comes with Enhanced Control, a Blank Cover, and w/Brake. This AB VFD is Frame size E and powered with 480V AC 3 Phase and 3 Amps. | 100
69257 | 20AD065A0AYNADN0 | G | This Allen Bradley PowerFlex 70 is a 37 (50) kW(Hp) AC Drive. This PF 70 comes with Standard Control, a Blank Cover, and w/Brake. This AB VFD is Frame size E and powered with 480V AC 3 Phase and 3 Amps. | 100
69473 | 20AD065A0AYNAEC0 | G | This Allen Bradley PowerFlex 70 is a 37 (50) kW(Hp) AC Drive. This PF 70 comes with Enhanced Control, a Blank Cover, and w/Brake. This AB VFD is Frame size E and powered with 480V AC 3 Phase and 3 Amps. | 99.5074
69256 | 20AD065A0AYNAEN0 | G | This Allen Bradley PowerFlex 70 is a 37 (50) kW(Hp) AC Drive. This PF 70 comes with Standard Control, a Blank Cover, and w/Brake. This AB VFD is Frame size E and powered with 480V AC 3 Phase and 3 Amps. | 100
69125 | 20AD065A0AYNANC0 | G | This Allen Bradley PowerFlex 70 is a 37 (50) kW(Hp) AC Drive. This PF 70 comes with Enhanced Control, a Blank Cover, and w/Brake. This AB VFD is Frame size E and powered with 480V AC 3 Phase and 3 Amps. | 100
69255 | 20AD065A0AYNANN0 | G | This Allen Bradley PowerFlex 70 is a 37 (50) kW(Hp) AC Drive. This PF 70 comes with Standard Control, a Blank Cover, and w/Brake. This AB VFD is Frame size E and powered with 480V AC 3 Phase and 3 Amps. | 100
69254 | 20AD065A0NYNACC0 | G | This Allen Bradley PowerFlex 70 is a 37 (50) kW(Hp) AC Drive. This PF 70 comes with Enhanced Control, a Blank Cover, and w/Brake. This AB VFD is Frame size E and powered with 480V AC 3 Phase and 3 Amps. | 100
69253 | 20AD065A0NYNACN0 | G | This Allen Bradley PowerFlex 70 is a 37 (50) kW(Hp) AC Drive. This PF 70 comes with Standard Control, a Blank Cover, and w/Brake. This AB VFD is Frame size E and powered with 480V AC 3 Phase and 3 Amps. | 100
69252 | 20AD065A0NYNADN0 | G | This Allen Bradley PowerFlex 70 is a 37 (50) kW(Hp) AC Drive. This PF 70 comes with Standard Control, a Blank Cover, and w/Brake. This AB VFD is Frame size E and powered with 480V AC 3 Phase and 3 Amps. | 100
69251 | 20AD065A0NYNAEC0 | G | This Allen Bradley PowerFlex 70 is a 37 (50) kW(Hp) AC Drive. This PF 70 comes with Enhanced Control, a Blank Cover, and w/Brake. This AB VFD is Frame size E and powered with 480V AC 3 Phase and 3 Amps. | 100
69250 | 20AD065A0NYNANC0 | G | This Allen Bradley PowerFlex 70 is a 37 (50) kW(Hp) AC Drive. This PF 70 comes with Enhanced Control, a Blank Cover, and w/Brake. This AB VFD is Frame size E and powered with 480V AC 3 Phase and 3 Amps. | 100
69249 | 20AD065A0NYNANN0 | G | This Allen Bradley PowerFlex 70 is a 37 (50) kW(Hp) AC Drive. This PF 70 comes with Standard Control, a Blank Cover, and w/Brake. This AB VFD is Frame size E and powered with 480V AC 3 Phase and 3 Amps. | 100
69248 | 20AD065A3AYNACC0 | G | This Allen Bradley PowerFlex 70 is a 37 (50) kW(Hp) AC Drive. This PF 70 comes with Enhanced Control, a Full Numeric LCD, and w/Brake. This AB VFD is Frame size E and powered with 480V AC 3 Phase and 3 Amps. | 100
69247 | 20AD065A3AYNACN0 | G | This Allen Bradley PowerFlex 70 is a 37 (50) kW(Hp) AC Drive. This PF 70 comes with Standard Control, a Full Numeric LCD, and w/Brake. This AB VFD is Frame size E and powered with 480V AC 3 Phase and 3 Amps. | 100
69246 | 20AD065A3AYNADC0 | G | This Allen Bradley PowerFlex 70 is a 37 (50) kW(Hp) AC Drive. This PF 70 comes with Enhanced Control, a Full Numeric LCD, and w/Brake. This AB VFD is Frame size E and powered with 480V AC 3 Phase and 3 Amps. | 100
69245 | 20AD065A3AYNADN0 | G | This Allen Bradley PowerFlex 70 is a 37 (50) kW(Hp) AC Drive. This PF 70 comes with Standard Control, a Full Numeric LCD, and w/Brake. This AB VFD is Frame size E and powered with 480V AC 3 Phase and 3 Amps. | 100
69244 | 20AD065A3AYNAEC0 | G | This Allen Bradley PowerFlex 70 is a 37 (50) kW(Hp) AC Drive. This PF 70 comes with Enhanced Control, a Full Numeric LCD, and w/Brake. This AB VFD is Frame size E and powered with 480V AC 3 Phase and 3 Amps. | 100
69446 | 20AD065A3AYNANC0 | G | This Allen Bradley PowerFlex 70 is a 37 (50) kW(Hp) AC Drive. This PF 70 comes with Enhanced Control, a Full Numeric LCD, and w/Brake. This AB VFD is Frame size E and powered with 480V AC 3 Phase and 3 Amps. | 99.5192
69445 | 20AD065A3AYNANCN | G | This Allen Bradley PowerFlex 70 is a 37 (50) kW(Hp) AC Drive. This PF 70 comes with Enhanced Control, a Full Numeric LCD, and w/Brake. This AB VFD is Frame size E and powered with 480V AC 3 Phase and 3 Amps. | 100
69444 | 20AD065A3AYNANG0 | G | This Allen Bradley PowerFlex 70 is a 37 (50) kW(Hp) AC Drive. This PF 70 comes with Enhanced Control, a Full Numeric LCD, and w/Brake. This AB VFD is Frame size E and powered with 480V AC 3 Phase and 3 Amps. | 100
69443 | 20AD065A3AYNANN0 | G | This Allen Bradley PowerFlex 70 is a 37 (50) kW(Hp) AC Drive. This PF 70 comes with Standard Control, a Full Numeric LCD, and w/Brake. This AB VFD is Frame size E and powered with 480V AC 3 Phase and 3 Amps. | 99.5192
69442 | 20AD065A3AYNANNN | G | This Allen Bradley PowerFlex 70 is a 37 (50) kW(Hp) AC Drive. This PF 70 comes with Standard Control, a Full Numeric LCD, and w/Brake. This AB VFD is Frame size E and powered with 480V AC 3 Phase and 3 Amps. | 100
69243 | 20AD065A3NYNACC0 | G | This Allen Bradley PowerFlex 70 is a 37 (50) kW(Hp) AC Drive. This PF 70 comes with Enhanced Control, a Full Numeric LCD, and w/Brake. This AB VFD is Frame size E and powered with 480V AC 3 Phase and 3 Amps. | 100
69242 | 20AD065A3NYNACN0 | G | This Allen Bradley PowerFlex 70 is a 37 (50) kW(Hp) AC Drive. This PF 70 comes with Standard Control, a Full Numeric LCD, and w/Brake. This AB VFD is Frame size E and powered with 480V AC 3 Phase and 3 Amps. | 100
69241 | 20AD065A3NYNADC0 | G | This Allen Bradley PowerFlex 70 is a 37 (50) kW(Hp) AC Drive. This PF 70 comes with Enhanced Control, a Full Numeric LCD, and w/Brake. This AB VFD is Frame size E and powered with 480V AC 3 Phase and 3 Amps. | 100
69240 | 20AD065A3NYNAEC0 | G | This Allen Bradley PowerFlex 70 is a 37 (50) kW(Hp) AC Drive. This PF 70 comes with Enhanced Control, a Full Numeric LCD, and w/Brake. This AB VFD is Frame size E and powered with 480V AC 3 Phase and 3 Amps. | 100
69239 | 20AD065A3NYNAEN0 | G | This Allen Bradley PowerFlex 70 is a 37 (50) kW(Hp) AC Drive. This PF 70 comes with Standard Control, a Full Numeric LCD, and w/Brake. This AB VFD is Frame size E and powered with 480V AC 3 Phase and 3 Amps. | 100
69238 | 20AD065A3NYNANC0 | G | This Allen Bradley PowerFlex 70 is a 37 (50) kW(Hp) AC Drive. This PF 70 comes with Enhanced Control, a Full Numeric LCD, and w/Brake. This AB VFD is Frame size E and powered with 480V AC 3 Phase and 3 Amps. | 100
69237 | 20AD065A3NYNANN0 | G | This Allen Bradley PowerFlex 70 is a 37 (50) kW(Hp) AC Drive. This PF 70 comes with Standard Control, a Full Numeric LCD, and w/Brake. This AB VFD is Frame size E and powered with 480V AC 3 Phase and 3 Amps. | 100
69124 | 20AD065C3AYNANC0 | G | This Allen Bradley PowerFlex 70 is a 37 (50) kW(Hp) AC Drive. This PF 70 comes with Enhanced Control, a Full Numeric LCD, and w/Brake. This AB VFD is Frame size E and powered with 480V AC 3 Phase and 3 Amps. | 100
69123 | 20AD065F0AYNANC0 | G | This Allen Bradley PowerFlex 70 is a 37 (50) kW(Hp) AC Drive. This PF 70 comes with Enhanced Control, a Blank Cover, and w/Brake. This AB VFD is Frame size E and powered with 480V AC 3 Phase and 3 Amps. | 100
69122 | 20AD065G3AYNANC0 | G | This Allen Bradley PowerFlex 70 is a 37 (50) kW(Hp) AC Drive. This PF 70 comes with Enhanced Control, a Full Numeric LCD, and w/Brake. This AB VFD is Frame size E and powered with 480V AC 3 Phase and 3 Amps. | 100
69121 | 20AD1P1A0AYNANC0 | G | This Allen Bradley PowerFlex 70 is a 0.37 (0.5) kW(Hp) AC Drive. This PF 70 comes with Enhanced Control, a Blank Cover, and w/Brake. This AB VFD is Frame size A and powered with 480V AC 3 Phase and 3 Amps. | 100
69774 | 20AD1P1A0AYNANNN | G | This Allen Bradley PowerFlex 70 is a 0.37 (0.5) kW(Hp) AC Drive. This PF 70 comes with Standard Control, a Blank Cover, and w/Brake. This AB VFD is Frame size A and powered with 480V AC 3 Phase and 3 Amps. | 100
69904 | 20AD1P1A0AYNNCNN | G | This Allen Bradley PowerFlex 70 is a 0.37 (0.5) kW(Hp) AC Drive. This PF 70 comes with Standard Control, a Blank Cover, and w/Brake. This AB VFD is Frame size A and powered with 480V AC 3 Phase and 3 Amps. | 99.5146
69785 | 20AD1P1A0AYNNEG0 | G | This Allen Bradley PowerFlex 70 is a 0.37 (0.5) kW(Hp) AC Drive. This PF 70 comes with Enhanced Control, a Blank Cover, and w/Brake. This AB VFD is Frame size A and powered with 480V AC 3 Phase and 3 Amps. | 99.5146
69120 | 20AD1P1A0AYNNNC0 | G | This Allen Bradley PowerFlex 70 is a 0.37 (0.5) kW(Hp) AC Drive. This PF 70 comes with Enhanced Control, a Blank Cover, and w/Brake. This AB VFD is Frame size A and powered with 480V AC 3 Phase and 3 Amps. | 100
69741 | 20AD1P1A0AYNNNNN | G | This Allen Bradley PowerFlex 70 is a 0.37 (0.5) kW(Hp) AC Drive. This PF 70 comes with Standard Control, a Blank Cover, and w/Brake. This AB VFD is Frame size A and powered with 480V AC 3 Phase and 3 Amps. | 100
69903 | 20AD1P1A0AYYACNN | G | This Allen Bradley PowerFlex 70 is a 0.37 (0.5) kW(Hp) AC Drive. This PF 70 comes with Standard Control, a Blank Cover, and w/Brake. This AB VFD is Frame size A and powered with 480V AC 3 Phase and 3 Amps. | 100
69902 | 20AD1P1A0NYNNNNN | G | This Allen Bradley PowerFlex 70 is a 0.37 (0.5) kW(Hp) AC Drive. This PF 70 comes with Standard Control, a Blank Cover, and w/Brake. This AB VFD is Frame size A and powered with 480V AC 3 Phase and 3 Amps. | 100
71550 | 20AD1P1A1AYNACNN | G | <p>The 20AD1P1A1AYNACNN drive is an AC drive with 1.1 Amps of current rating. It uses a Frame A body.</p>
69901 | 20AD1P1A1AYNNENN | G | This Allen Bradley PowerFlex 70 is a 0.37 (0.5) kW(Hp) AC Drive. This PF 70 comes with Standard Control, a Blank Cover, and w/Brake. This AB VFD is Frame size A and powered with 480V AC 3 Phase and 3 Amps. | 100
69649 | 20AD1P1A1AYNNNNN | G | This Allen Bradley PowerFlex 70 is a 0.37 (0.5) kW(Hp) AC Drive. This PF 70 comes with Standard Control, a Blank Cover, and w/Brake. This AB VFD is Frame size A and powered with 480V AC 3 Phase and 3 Amps. | 100
69900 | 20AD1P1A3AYNACC1 | G | This Allen Bradley PowerFlex 70 is a 0.37 (0.5) kW(Hp) AC Drive. This PF 70 comes with Enhanced Control, a Full Numeric LCD, and w/Brake. This AB VFD is Frame size A and powered with 480V AC 3 Phase and 3 Amps. | 100
69651 | 20AD1P1A3AYNADC0 | G | This Allen Bradley PowerFlex 70 is a 0.37 (0.5) kW(Hp) AC Drive. This PF 70 comes with Enhanced Control, a Full Numeric LCD, and w/Brake. This AB VFD is Frame size A and powered with 480V AC 3 Phase and 3 Amps. | 100
69899 | 20AD1P1A3AYNAEG0 | G | This Allen Bradley PowerFlex 70 is a 0.37 (0.5) kW(Hp) AC Drive. This PF 70 comes with Enhanced Control, a Full Numeric LCD, and w/Brake. This AB VFD is Frame size A and powered with 480V AC 3 Phase and 3 Amps. | 100
69643 | 20AD1P1A3AYNANC0 | G | This Allen Bradley PowerFlex 70 is a 0.37 (0.5) kW(Hp) AC Drive. This PF 70 comes with Enhanced Control, a Full Numeric LCD, and w/Brake. This AB VFD is Frame size A and powered with 480V AC 3 Phase and 3 Amps. | 100
69898 | 20AD1P1A3AYNANNN | G | This Allen Bradley PowerFlex 70 is a 0.37 (0.5) kW(Hp) AC Drive. This PF 70 comes with Standard Control, a Full Numeric LCD, and w/Brake. This AB VFD is Frame size A and powered with 480V AC 3 Phase and 3 Amps. | 99.5261
69703 | 20AD1P1A3AYNARC0 | G | This Allen Bradley PowerFlex 70 is a 0.37 (0.5) kW(Hp) AC Drive. This PF 70 comes with Enhanced Control, a Full Numeric LCD, and w/Brake. This AB VFD is Frame size A and powered with 480V AC 3 Phase and 3 Amps. | 100
69702 | 20AD1P1A3AYNNCNN | G | This Allen Bradley PowerFlex 70 is a 0.37 (0.5) kW(Hp) AC Drive. This PF 70 comes with Standard Control, a Full Numeric LCD, and w/Brake. This AB VFD is Frame size A and powered with 480V AC 3 Phase and 3 Amps. | 100
69897 | 20AD1P1A3AYNNEC1 | G | This Allen Bradley PowerFlex 70 is a 0.37 (0.5) kW(Hp) AC Drive. This PF 70 comes with Enhanced Control, a Full Numeric LCD, and w/Brake. This AB VFD is Frame size A and powered with 480V AC 3 Phase and 3 Amps. | 100
69952 | 20AD1P1A3AYNNEG0 | G | This Allen Bradley PowerFlex 70 is a 0.37 (0.5) kW(Hp) AC Drive. This PF 70 comes with Enhanced Control, a Full Numeric LCD, and w/Brake. This AB VFD is Frame size A and powered with 480V AC 3 Phase and 3 Amps. | 99.5261
69896 | 20AD1P1A3AYNNNC0 | G | This Allen Bradley PowerFlex 70 is a 0.37 (0.5) kW(Hp) AC Drive. This PF 70 comes with Enhanced Control, a Full Numeric LCD, and w/Brake. This AB VFD is Frame size A and powered with 480V AC 3 Phase and 3 Amps. | 100
69895 | 20AD1P1A3AYNNNNN | G | This Allen Bradley PowerFlex 70 is a 0.37 (0.5) kW(Hp) AC Drive. This PF 70 comes with Standard Control, a Full Numeric LCD, and w/Brake. This AB VFD is Frame size A and powered with 480V AC 3 Phase and 3 Amps. | 100
69894 | 20AD1P1A3AYYNRNN | G | This Allen Bradley PowerFlex 70 is a 0.37 (0.5) kW(Hp) AC Drive. This PF 70 comes with Standard Control, a Full Numeric LCD, and w/Brake. This AB VFD is Frame size A and powered with 480V AC 3 Phase and 3 Amps. | 100
69893 | 20AD1P1A3NYNNDG0 | G | This Allen Bradley PowerFlex 70 is a 0.37 (0.5) kW(Hp) AC Drive. This PF 70 comes with Enhanced Control, a Full Numeric LCD, and w/Brake. This AB VFD is Frame size A and powered with 480V AC 3 Phase and 3 Amps. | 100
69950 | 20AD1P1A5AYNNNNN | G | This Allen Bradley PowerFlex 70 is a 0.37 (0.5) kW(Hp) AC Drive. This PF 70 comes with Standard Control, a Prog. Only LCD, and w/Brake. This AB VFD is Frame size A and powered with 480V AC 3 Phase and 3 Amps. | 97.3621
69634 | 20AD1P1C3AYNAEC0 | G | This Allen Bradley PowerFlex 70 is a 0.37 (0.5) kW(Hp) AC Drive. This PF 70 comes with Enhanced Control, a Full Numeric LCD, and w/Brake. This AB VFD is Frame size A and powered with 480V AC 3 Phase and 3 Amps. | 100
69119 | 20AD1P1C3AYNANC0 | G | This Allen Bradley PowerFlex 70 is a 0.37 (0.5) kW(Hp) AC Drive. This PF 70 comes with Enhanced Control, a Full Numeric LCD, and w/Brake. This AB VFD is Frame size A and powered with 480V AC 3 Phase and 3 Amps. | 100
69118 | 20AD1P1C3AYNNNC0 | G | This Allen Bradley PowerFlex 70 is a 0.37 (0.5) kW(Hp) AC Drive. This PF 70 comes with Enhanced Control, a Full Numeric LCD, and w/Brake. This AB VFD is Frame size A and powered with 480V AC 3 Phase and 3 Amps. | 100
69740 | 20AD1P1C3AYNNNG0 | G | This Allen Bradley PowerFlex 70 is a 0.37 (0.5) kW(Hp) AC Drive. This PF 70 comes with Enhanced Control, a Full Numeric LCD, and w/Brake. This AB VFD is Frame size A and powered with 480V AC 3 Phase and 3 Amps. | 100
69654 | 20AD1P1C3AYNNNNN | G | This Allen Bradley PowerFlex 70 is a 0.37 (0.5) kW(Hp) AC Drive. This PF 70 comes with Standard Control, a Full Numeric LCD, and w/Brake. This AB VFD is Frame size A and powered with 480V AC 3 Phase and 3 Amps. | 100
69463 | 20AD1P1F0AYNADC0 | G | This Allen Bradley PowerFlex 70 is a 0.37 (0.5) kW(Hp) AC Drive. This PF 70 comes with Enhanced Control, a Blank Cover, and w/Brake. This AB VFD is Frame size A and powered with 480V AC 3 Phase and 3 Amps. | 100
69117 | 20AD1P1F0AYNANC0 | G | This Allen Bradley PowerFlex 70 is a 0.37 (0.5) kW(Hp) AC Drive. This PF 70 comes with Enhanced Control, a Blank Cover, and w/Brake. This AB VFD is Frame size A and powered with 480V AC 3 Phase and 3 Amps. | 100
69116 | 20AD1P1F0AYNNNC0 | G | This Allen Bradley PowerFlex 70 is a 0.37 (0.5) kW(Hp) AC Drive. This PF 70 comes with Enhanced Control, a Blank Cover, and w/Brake. This AB VFD is Frame size A and powered with 480V AC 3 Phase and 3 Amps. | 100
69225 | 20AD2P10AYNNNC0 | G | This Allen Bradley PowerFlex 70 is a 0.75 (1.0) kW(Hp) AC Drive. This PF 70 comes with Standard Control, a Blank Cover, and w/Brake. This AB VFD is Frame size A and powered with 480V AC 3 Phase and 3 Amps. | 100
69892 | 20AD2P1A0AYNADG0 | G | This Allen Bradley PowerFlex 70 is a 0.75 (1.0) kW(Hp) AC Drive. This PF 70 comes with Enhanced Control, a Blank Cover, and w/Brake. This AB VFD is Frame size A and powered with 480V AC 3 Phase and 3 Amps. | 99.5146
69739 | 20AD2P1A0AYNADNN | G | This Allen Bradley PowerFlex 70 is a 0.75 (1.0) kW(Hp) AC Drive. This PF 70 comes with Standard Control, a Blank Cover, and w/Brake. This AB VFD is Frame size A and powered with 480V AC 3 Phase and 3 Amps. | 100
71549 | 20AD2P1A0AYNAENN | G | <p>The 20AD2P1A0AYNAENN drive is a PowerFlex 70 series drive. It uses the Ethernet/IP network for communication.</p>
69115 | 20AD2P1A0AYNANC0 | G | This Allen Bradley PowerFlex 70 is a 0.75 (1.0) kW(Hp) AC Drive. This PF 70 comes with Enhanced Control, a Blank Cover, and w/Brake. This AB VFD is Frame size A and powered with 480V AC 3 Phase and 3 Amps. | 100
69891 | 20AD2P1A0AYNANG0 | G | This Allen Bradley PowerFlex 70 is a 0.75 (1.0) kW(Hp) AC Drive. This PF 70 comes with Enhanced Control, a Blank Cover, and w/Brake. This AB VFD is Frame size A and powered with 480V AC 3 Phase and 3 Amps. | 100
69738 | 20AD2P1A0AYNANNN | G | This Allen Bradley PowerFlex 70 is a 0.75 (1.0) kW(Hp) AC Drive. This PF 70 comes with Standard Control, a Blank Cover, and w/Brake. This AB VFD is Frame size A and powered with 480V AC 3 Phase and 3 Amps. | 100
69890 | 20AD2P1A0AYNNDC1 | G | This Allen Bradley PowerFlex 70 is a 0.75 (1.0) kW(Hp) AC Drive. This PF 70 comes with Enhanced Control, a Blank Cover, and w/Brake. This AB VFD is Frame size A and powered with 480V AC 3 Phase and 3 Amps. | 100
69784 | 20AD2P1A0AYNNEG0 | G | This Allen Bradley PowerFlex 70 is a 0.75 (1.0) kW(Hp) AC Drive. This PF 70 comes with Enhanced Control, a Blank Cover, and w/Brake. This AB VFD is Frame size A and powered with 480V AC 3 Phase and 3 Amps. | 100
69889 | 20AD2P1A0AYNNENN | G | This Allen Bradley PowerFlex 70 is a 0.75 (1.0) kW(Hp) AC Drive. This PF 70 comes with Standard Control, a Blank Cover, and w/Brake. This AB VFD is Frame size A and powered with 480V AC 3 Phase and 3 Amps. | 100
69114 | 20AD2P1A0AYNNNC0 | G | This Allen Bradley PowerFlex 70 is a 0.75 (1.0) kW(Hp) AC Drive. This PF 70 comes with Enhanced Control, a Blank Cover, and w/Brake. This AB VFD is Frame size A and powered with 480V AC 3 Phase and 3 Amps. | 100
69763 | 20AD2P1A0AYNNNG0 | G | This Allen Bradley PowerFlex 70 is a 0.75 (1.0) kW(Hp) AC Drive. This PF 70 comes with Enhanced Control, a Blank Cover, and w/Brake. This AB VFD is Frame size A and powered with 480V AC 3 Phase and 3 Amps. | 100
69220 | 20AD2P1A0AYNNNN | G | This Allen Bradley PowerFlex 70 is a 0.75 (1.0) kW(Hp) AC Drive. This PF 70 comes with Standard Control, a Blank Cover, and w/Brake. This AB VFD is Frame size A and powered with 480V AC 3 Phase and 3 Amps. | 100
69956 | 20AD2P1A0AYNNNNC0 | G | This Allen Bradley PowerFlex 70 is a 0.75 (1.0) kW(Hp) AC Drive. This PF 70 comes with Standard Control, a Blank Cover, and w/Brake. This AB VFD is Frame size A and powered with 480V AC 3 Phase and 3 Amps. | 99.5146
69943 | 20AD2P1A0AYNNNNN | G | This Allen Bradley PowerFlex 70 is a 0.75 (1.0) kW(Hp) AC Drive. This PF 70 comes with Standard Control, a Blank Cover, and w/Brake. This AB VFD is Frame size A and powered with 480V AC 3 Phase and 3 Amps. | 100
69888 | 20AD2P1A0AYYNNC0 | G | This Allen Bradley PowerFlex 70 is a 0.75 (1.0) kW(Hp) AC Drive. This PF 70 comes with Enhanced Control, a Blank Cover, and w/Brake. This AB VFD is Frame size A and powered with 480V AC 3 Phase and 3 Amps. | 100
69887 | 20AD2P1A0NYNNNNN | G | This Allen Bradley PowerFlex 70 is a 0.75 (1.0) kW(Hp) AC Drive. This PF 70 comes with Standard Control, a Blank Cover, and w/Brake. This AB VFD is Frame size A and powered with 480V AC 3 Phase and 3 Amps. | 100
69737 | 20AD2P1A1AYNNDNN | G | This Allen Bradley PowerFlex 70 is a 0.75 (1.0) kW(Hp) AC Drive. This PF 70 comes with Standard Control, a Blank Cover, and w/Brake. This AB VFD is Frame size A and powered with 480V AC 3 Phase and 3 Amps. | 100
69615 | 20AD2P1A1AYNNNNN | G | This Allen Bradley PowerFlex 70 is a 0.75 (1.0) kW(Hp) AC Drive. This PF 70 comes with Standard Control, a Blank Cover, and w/Brake. This AB VFD is Frame size A and powered with 480V AC 3 Phase and 3 Amps. | 100
69653 | 20AD2P1A1AYYNENN | G | This Allen Bradley PowerFlex 70 is a 0.75 (1.0) kW(Hp) AC Drive. This PF 70 comes with Standard Control, a Blank Cover, and w/Brake. This AB VFD is Frame size A and powered with 480V AC 3 Phase and 3 Amps. | 100
69619 | 20AD2P1A2AYNANNN | G | This Allen Bradley PowerFlex 70 is a 0.75 (1.0) kW(Hp) AC Drive. This PF 70 comes with Standard Control, a Blank Cover, and w/Brake. This AB VFD is Frame size A and powered with 480V AC 3 Phase and 3 Amps. | 100
69886 | 20AD2P1A2AYNNCC1 | G | This Allen Bradley PowerFlex 70 is a 0.75 (1.0) kW(Hp) AC Drive. This PF 70 comes with Enhanced Control, a Blank Cover, and w/Brake. This AB VFD is Frame size A and powered with 480V AC 3 Phase and 3 Amps. | 100
69762 | 20AD2P1A2AYNNCG0 | G | This Allen Bradley PowerFlex 70 is a 0.75 (1.0) kW(Hp) AC Drive. This PF 70 comes with Enhanced Control, a Blank Cover, and w/Brake. This AB VFD is Frame size A and powered with 480V AC 3 Phase and 3 Amps. | 100
69711 | 20AD2P1A2AYNNNNN | G | This Allen Bradley PowerFlex 70 is a 0.75 (1.0) kW(Hp) AC Drive. This PF 70 comes with Standard Control, a Blank Cover, and w/Brake. This AB VFD is Frame size A and powered with 480V AC 3 Phase and 3 Amps. | 100
69885 | 20AD2P1A2AYNNRNN | G | This Allen Bradley PowerFlex 70 is a 0.75 (1.0) kW(Hp) AC Drive. This PF 70 comes with Standard Control, a Blank Cover, and w/Brake. This AB VFD is Frame size A and powered with 480V AC 3 Phase and 3 Amps. | 100
69884 | 20AD2P1A3AYNACC0 | G | This Allen Bradley PowerFlex 70 is a 0.75 (1.0) kW(Hp) AC Drive. This PF 70 comes with Enhanced Control, a Full Numeric LCD, and w/Brake. This AB VFD is Frame size A and powered with 480V AC 3 Phase and 3 Amps. | 99.5261
69883 | 20AD2P1A3AYNAENN | G | This Allen Bradley PowerFlex 70 is a 0.75 (1.0) kW(Hp) AC Drive. This PF 70 comes with Standard Control, a Full Numeric LCD, and w/Brake. This AB VFD is Frame size A and powered with 480V AC 3 Phase and 3 Amps. | 100
69432 | 20AD2P1A3AYNANC0 | G | This Allen Bradley PowerFlex 70 is a 0.75 (1.0) kW(Hp) AC Drive. This PF 70 comes with Enhanced Control, a Full Numeric LCD, and w/Brake. This AB VFD is Frame size A and powered with 480V AC 3 Phase and 3 Amps. | 100
69882 | 20AD2P1A3AYNANG0 | G | This Allen Bradley PowerFlex 70 is a 0.75 (1.0) kW(Hp) AC Drive. This PF 70 comes with Enhanced Control, a Full Numeric LCD, and w/Brake. This AB VFD is Frame size A and powered with 480V AC 3 Phase and 3 Amps. | 100
69881 | 20AD2P1A3AYNNCC0 | G | This Allen Bradley PowerFlex 70 is a 0.75 (1.0) kW(Hp) AC Drive. This PF 70 comes with Enhanced Control, a Full Numeric LCD, and w/Brake. This AB VFD is Frame size A and powered with 480V AC 3 Phase and 3 Amps. | 100
69880 | 20AD2P1A3AYNNCG0 | G | This Allen Bradley PowerFlex 70 is a 0.75 (1.0) kW(Hp) AC Drive. This PF 70 comes with Enhanced Control, a Full Numeric LCD, and w/Brake. This AB VFD is Frame size A and powered with 480V AC 3 Phase and 3 Amps. | 100
69955 | 20AD2P1A3AYNNCNN | G | This Allen Bradley PowerFlex 70 is a 0.75 (1.0) kW(Hp) AC Drive. This PF 70 comes with Standard Control, a Full Numeric LCD, and w/Brake. This AB VFD is Frame size A and powered with 480V AC 3 Phase and 3 Amps. | 99.5261
69879 | 20AD2P1A3AYNNDC0 | G | This Allen Bradley PowerFlex 70 is a 0.75 (1.0) kW(Hp) AC Drive. This PF 70 comes with Enhanced Control, a Full Numeric LCD, and w/Brake. This AB VFD is Frame size A and powered with 480V AC 3 Phase and 3 Amps. | 100
69235 | 20AD2P1A3AYNNDNN | G | This Allen Bradley PowerFlex 70 is a 0.75 (1.0) kW(Hp) AC Drive. This PF 70 comes with Standard Control, a Full Numeric LCD, and w/Brake. This AB VFD is Frame size A and powered with 480V AC 3 Phase and 3 Amps. | 100
69736 | 20AD2P1A3AYNNEC0 | G | This Allen Bradley PowerFlex 70 is a 0.75 (1.0) kW(Hp) AC Drive. This PF 70 comes with Enhanced Control, a Full Numeric LCD, and w/Brake. This AB VFD is Frame size A and powered with 480V AC 3 Phase and 3 Amps. | 100
69878 | 20AD2P1A3AYNNEG0 | G | This Allen Bradley PowerFlex 70 is a 0.75 (1.0) kW(Hp) AC Drive. This PF 70 comes with Enhanced Control, a Full Numeric LCD, and w/Brake. This AB VFD is Frame size A and powered with 480V AC 3 Phase and 3 Amps. | 100
69877 | 20AD2P1A3AYNNEG1 | G | This Allen Bradley PowerFlex 70 is a 0.75 (1.0) kW(Hp) AC Drive. This PF 70 comes with Enhanced Control, a Full Numeric LCD, and w/Brake. This AB VFD is Frame size A and powered with 480V AC 3 Phase and 3 Amps. | 100
69633 | 20AD2P1A3AYNNNC0 | G | This Allen Bradley PowerFlex 70 is a 0.75 (1.0) kW(Hp) AC Drive. This PF 70 comes with Enhanced Control, a Full Numeric LCD, and w/Brake. This AB VFD is Frame size A and powered with 480V AC 3 Phase and 3 Amps. | 100
69439 | 20AD2P1A3AYNNNG0 | G | This Allen Bradley PowerFlex 70 is a 0.75 (1.0) kW(Hp) AC Drive. This PF 70 comes with Enhanced Control, a Full Numeric LCD, and w/Brake. This AB VFD is Frame size A and powered with 480V AC 3 Phase and 3 Amps. | 100
69755 | 20AD2P1A3AYNNNNN | G | This Allen Bradley PowerFlex 70 is a 0.75 (1.0) kW(Hp) AC Drive. This PF 70 comes with Standard Control, a Full Numeric LCD, and w/Brake. This AB VFD is Frame size A and powered with 480V AC 3 Phase and 3 Amps. | 100
69949 | 20AD2P1A3AYNNRNN | G | This Allen Bradley PowerFlex 70 is a 0.75 (1.0) kW(Hp) AC Drive. This PF 70 comes with Standard Control, a Full Numeric LCD, and w/Brake. This AB VFD is Frame size A and powered with 480V AC 3 Phase and 3 Amps. | 100
69876 | 20AD2P1A3AYYACNN | G | This Allen Bradley PowerFlex 70 is a 0.75 (1.0) kW(Hp) AC Drive. This PF 70 comes with Standard Control, a Full Numeric LCD, and w/Brake. This AB VFD is Frame size A and powered with 480V AC 3 Phase and 3 Amps. | 100
69875 | 20AD2P1A3AYYNDNN | G | This Allen Bradley PowerFlex 70 is a 0.75 (1.0) kW(Hp) AC Drive. This PF 70 comes with Standard Control, a Full Numeric LCD, and w/Brake. This AB VFD is Frame size A and powered with 480V AC 3 Phase and 3 Amps. | 100
69705 | 20AD2P1A3NYNACNN | G | This Allen Bradley PowerFlex 70 is a 0.75 (1.0) kW(Hp) AC Drive. This PF 70 comes with Standard Control, a Full Numeric LCD, and w/Brake. This AB VFD is Frame size A and powered with 480V AC 3 Phase and 3 Amps. | 100
69874 | 20AD2P1A3NYNANC0 | G | This Allen Bradley PowerFlex 70 is a 0.75 (1.0) kW(Hp) AC Drive. This PF 70 comes with Enhanced Control, a Full Numeric LCD, and w/Brake. This AB VFD is Frame size A and powered with 480V AC 3 Phase and 3 Amps. | 100
69233 | 20AD2P1A3NYNNNNN | G | This Allen Bradley PowerFlex 70 is a 0.75 (1.0) kW(Hp) AC Drive. This PF 70 comes with Standard Control, a Full Numeric LCD, and w/Brake. This AB VFD is Frame size A and powered with 480V AC 3 Phase and 3 Amps. | 100
69219 | 20AD2P1A3YNNNNN | G | This Allen Bradley PowerFlex 70 is a 0.75 (1.0) kW(Hp) AC Drive. This PF 70 comes with Standard Control, a Full Numeric LCD, and w/Brake. This AB VFD is Frame size A and powered with 480V AC 3 Phase and 3 Amps. | 100
69945 | 20AD2P1AQAYNNNNN | G | This Allen Bradley PowerFlex 70 is a 0.75 (1.0) kW(Hp) AC Drive. This PF 70 comes with Standard Control, a Blank Cover, and w/Brake. This AB VFD is Frame size A and powered with 480V AC 3 Phase and 3 Amps. | 100
69113 | 20AD2P1C3AYNANC0 | G | This Allen Bradley PowerFlex 70 is a 0.75 (1.0) kW(Hp) AC Drive. This PF 70 comes with Enhanced Control, a Full Numeric LCD, and w/Brake. This AB VFD is Frame size A and powered with 480V AC 3 Phase and 3 Amps. | 100
69641 | 20AD2P1C3AYNNEC0 | G | This Allen Bradley PowerFlex 70 is a 0.75 (1.0) kW(Hp) AC Drive. This PF 70 comes with Enhanced Control, a Full Numeric LCD, and w/Brake. This AB VFD is Frame size A and powered with 480V AC 3 Phase and 3 Amps. | 100
69112 | 20AD2P1C3AYNNNC0 | G | This Allen Bradley PowerFlex 70 is a 0.75 (1.0) kW(Hp) AC Drive. This PF 70 comes with Enhanced Control, a Full Numeric LCD, and w/Brake. This AB VFD is Frame size A and powered with 480V AC 3 Phase and 3 Amps. | 100
69477 | 20AD2P1C3AYNNNNN | G | This Allen Bradley PowerFlex 70 is a 0.75 (1.0) kW(Hp) AC Drive. This PF 70 comes with Standard Control, a Full Numeric LCD, and w/Brake. This AB VFD is Frame size A and powered with 480V AC 3 Phase and 3 Amps. | 100
69111 | 20AD2P1F0AYNANC0 | G | This Allen Bradley PowerFlex 70 is a 0.75 (1.0) kW(Hp) AC Drive. This PF 70 comes with Enhanced Control, a Blank Cover, and w/Brake. This AB VFD is Frame size A and powered with 480V AC 3 Phase and 3 Amps. | 100
69110 | 20AD2P1F0AYNNNC0 | G | This Allen Bradley PowerFlex 70 is a 0.75 (1.0) kW(Hp) AC Drive. This PF 70 comes with Enhanced Control, a Blank Cover, and w/Brake. This AB VFD is Frame size A and powered with 480V AC 3 Phase and 3 Amps. | 100
69801 | 20AD2P1F0AYNNNNN | G | This Allen Bradley PowerFlex 70 is a 0.75 (1.0) kW(Hp) AC Drive. This PF 70 comes with Standard Control, a Blank Cover, and w/Brake. This AB VFD is Frame size A and powered with 480V AC 3 Phase and 3 Amps. | 100
69735 | 20AD3P4A0AYNADNN | G | This Allen Bradley PowerFlex 70 is a 1.5 (2.0) kW(Hp) AC Drive. This PF 70 comes with Standard Control, a Blank Cover, and w/Brake. This AB VFD is Frame size A and powered with 480V AC 3 Phase and 3 Amps. | 100
69109 | 20AD3P4A0AYNANC0 | G | This Allen Bradley PowerFlex 70 is a 1.5 (2.0) kW(Hp) AC Drive. This PF 70 comes with Enhanced Control, a Blank Cover, and w/Brake. This AB VFD is Frame size A and powered with 480V AC 3 Phase and 3 Amps. | 100
69701 | 20AD3P4A0AYNANNN | G | This Allen Bradley PowerFlex 70 is a 1.5 (2.0) kW(Hp) AC Drive. This PF 70 comes with Standard Control, a Blank Cover, and w/Brake. This AB VFD is Frame size A and powered with 480V AC 3 Phase and 3 Amps. | 100
69734 | 20AD3P4A0AYNARC0 | G | This Allen Bradley PowerFlex 70 is a 1.5 (2.0) kW(Hp) AC Drive. This PF 70 comes with Enhanced Control, a Blank Cover, and w/Brake. This AB VFD is Frame size A and powered with 480V AC 3 Phase and 3 Amps. | 100
69795 | 20AD3P4A0AYNNDNN | G | This Allen Bradley PowerFlex 70 is a 1.5 (2.0) kW(Hp) AC Drive. This PF 70 comes with Standard Control, a Blank Cover, and w/Brake. This AB VFD is Frame size A and powered with 480V AC 3 Phase and 3 Amps. | 100
69783 | 20AD3P4A0AYNNEG0 | G | This Allen Bradley PowerFlex 70 is a 1.5 (2.0) kW(Hp) AC Drive. This PF 70 comes with Enhanced Control, a Blank Cover, and w/Brake. This AB VFD is Frame size A and powered with 480V AC 3 Phase and 3 Amps. | 100
69108 | 20AD3P4A0AYNNNC0 | G | This Allen Bradley PowerFlex 70 is a 1.5 (2.0) kW(Hp) AC Drive. This PF 70 comes with Enhanced Control, a Blank Cover, and w/Brake. This AB VFD is Frame size A and powered with 480V AC 3 Phase and 3 Amps. | 100
69873 | 20AD3P4A0AYNNNG0 | G | This Allen Bradley PowerFlex 70 is a 1.5 (2.0) kW(Hp) AC Drive. This PF 70 comes with Enhanced Control, a Blank Cover, and w/Brake. This AB VFD is Frame size A and powered with 480V AC 3 Phase and 3 Amps. | 100
69230 | 20AD3P4A0AYNNNN | G | This Allen Bradley PowerFlex 70 is a 1.5 (2.0) kW(Hp) AC Drive. This PF 70 comes with Standard Control, a Blank Cover, and w/Brake. This AB VFD is Frame size A and powered with 480V AC 3 Phase and 3 Amps. | 100
69647 | 20AD3P4A0AYNNNNN | G | This Allen Bradley PowerFlex 70 is a 1.5 (2.0) kW(Hp) AC Drive. This PF 70 comes with Standard Control, a Blank Cover, and w/Brake. This AB VFD is Frame size A and powered with 480V AC 3 Phase and 3 Amps. | 100
69872 | 20AD3P4A0AYNNRNN | G | This Allen Bradley PowerFlex 70 is a 1.5 (2.0) kW(Hp) AC Drive. This PF 70 comes with Standard Control, a Blank Cover, and w/Brake. This AB VFD is Frame size A and powered with 480V AC 3 Phase and 3 Amps. | 99.5122
69800 | 20AD3P4A0AYYADC0 | G | This Allen Bradley PowerFlex 70 is a 1.5 (2.0) kW(Hp) AC Drive. This PF 70 comes with Enhanced Control, a Blank Cover, and w/Brake. This AB VFD is Frame size A and powered with 480V AC 3 Phase and 3 Amps. | 100
69438 | 20AD3P4A0AYYANC0 | G | This Allen Bradley PowerFlex 70 is a 1.5 (2.0) kW(Hp) AC Drive. This PF 70 comes with Enhanced Control, a Blank Cover, and w/Brake. This AB VFD is Frame size A and powered with 480V AC 3 Phase and 3 Amps. | 100
69698 | 20AD3P4A0AYYANNN | G | This Allen Bradley PowerFlex 70 is a 1.5 (2.0) kW(Hp) AC Drive. This PF 70 comes with Standard Control, a Blank Cover, and w/Brake. This AB VFD is Frame size A and powered with 480V AC 3 Phase and 3 Amps. | 100
69948 | 20AD3P4A0AYYNCG1 | G | This Allen Bradley PowerFlex 70 is a 1.5 (2.0) kW(Hp) AC Drive. This PF 70 comes with Enhanced Control, a Blank Cover, and w/Brake. This AB VFD is Frame size A and powered with 480V AC 3 Phase and 3 Amps. | 99.5122
69871 | 20AD3P4A0AYYNNNN | G | This Allen Bradley PowerFlex 70 is a 1.5 (2.0) kW(Hp) AC Drive. This PF 70 comes with Standard Control, a Blank Cover, and w/Brake. This AB VFD is Frame size A and powered with 480V AC 3 Phase and 3 Amps. | 100
69870 | 20AD3P4A0AYYNRNN | G | This Allen Bradley PowerFlex 70 is a 1.5 (2.0) kW(Hp) AC Drive. This PF 70 comes with Standard Control, a Blank Cover, and w/Brake. This AB VFD is Frame size A and powered with 480V AC 3 Phase and 3 Amps. | 100
69869 | 20AD3P4A0NYNNCG0 | G | This Allen Bradley PowerFlex 70 is a 1.5 (2.0) kW(Hp) AC Drive. This PF 70 comes with Enhanced Control, a Blank Cover, and w/Brake. This AB VFD is Frame size A and powered with 480V AC 3 Phase and 3 Amps. | 100
69606 | 20AD3P4A1AYNNDNN | G | This Allen Bradley PowerFlex 70 is a 1.5 (2.0) kW(Hp) AC Drive. This PF 70 comes with Standard Control, a Blank Cover, and w/Brake. This AB VFD is Frame size A and powered with 480V AC 3 Phase and 3 Amps. | 100
69648 | 20AD3P4A1AYNNNNN | G | This Allen Bradley PowerFlex 70 is a 1.5 (2.0) kW(Hp) AC Drive. This PF 70 comes with Standard Control, a Blank Cover, and w/Brake. This AB VFD is Frame size A and powered with 480V AC 3 Phase and 3 Amps. | 100
69868 | 20AD3P4A2AYNACNN | G | This Allen Bradley PowerFlex 70 is a 1.5 (2.0) kW(Hp) AC Drive. This PF 70 comes with Standard Control, a Blank Cover, and w/Brake. This AB VFD is Frame size A and powered with 480V AC 3 Phase and 3 Amps. | 100
69867 | 20AD3P4A2AYNARNN | G | This Allen Bradley PowerFlex 70 is a 1.5 (2.0) kW(Hp) AC Drive. This PF 70 comes with Standard Control, a Blank Cover, and w/Brake. This AB VFD is Frame size A and powered with 480V AC 3 Phase and 3 Amps. | 100
69761 | 20AD3P4A2AYNNNG0 | G | This Allen Bradley PowerFlex 70 is a 1.5 (2.0) kW(Hp) AC Drive. This PF 70 comes with Enhanced Control, a Blank Cover, and w/Brake. This AB VFD is Frame size A and powered with 480V AC 3 Phase and 3 Amps. | 100
69799 | 20AD3P4A2AYYARNN | G | This Allen Bradley PowerFlex 70 is a 1.5 (2.0) kW(Hp) AC Drive. This PF 70 comes with Standard Control, a Blank Cover, and w/Brake. This AB VFD is Frame size A and powered with 480V AC 3 Phase and 3 Amps. | 100
69625 | 20AD3P4A2AYYNRG0 | G | This Allen Bradley PowerFlex 70 is a 1.5 (2.0) kW(Hp) AC Drive. This PF 70 comes with Enhanced Control, a Blank Cover, and w/Brake. This AB VFD is Frame size A and powered with 480V AC 3 Phase and 3 Amps. | 100
69733 | 20AD3P4A3AYNACC0 | G | This Allen Bradley PowerFlex 70 is a 1.5 (2.0) kW(Hp) AC Drive. This PF 70 comes with Enhanced Control, a Full Numeric LCD, and w/Brake. This AB VFD is Frame size A and powered with 480V AC 3 Phase and 3 Amps. | 100
69866 | 20AD3P4A3AYNACC1 | G | This Allen Bradley PowerFlex 70 is a 1.5 (2.0) kW(Hp) AC Drive. This PF 70 comes with Enhanced Control, a Full Numeric LCD, and w/Brake. This AB VFD is Frame size A and powered with 480V AC 3 Phase and 3 Amps. | 100
69865 | 20AD3P4A3AYNADC0 | G | This Allen Bradley PowerFlex 70 is a 1.5 (2.0) kW(Hp) AC Drive. This PF 70 comes with Enhanced Control, a Full Numeric LCD, and w/Brake. This AB VFD is Frame size A and powered with 480V AC 3 Phase and 3 Amps. | 100
69864 | 20AD3P4A3AYNADG0 | G | This Allen Bradley PowerFlex 70 is a 1.5 (2.0) kW(Hp) AC Drive. This PF 70 comes with Enhanced Control, a Full Numeric LCD, and w/Brake. This AB VFD is Frame size A and powered with 480V AC 3 Phase and 3 Amps. | 100
69612 | 20AD3P4A3AYNANC0 | G | This Allen Bradley PowerFlex 70 is a 1.5 (2.0) kW(Hp) AC Drive. This PF 70 comes with Enhanced Control, a Full Numeric LCD, and w/Brake. This AB VFD is Frame size A and powered with 480V AC 3 Phase and 3 Amps. | 100
69863 | 20AD3P4A3AYNANC1 | G | This Allen Bradley PowerFlex 70 is a 1.5 (2.0) kW(Hp) AC Drive. This PF 70 comes with Enhanced Control, a Full Numeric LCD, and w/Brake. This AB VFD is Frame size A and powered with 480V AC 3 Phase and 3 Amps. | 100
69796 | 20AD3P4A3AYNANG0 | G | This Allen Bradley PowerFlex 70 is a 1.5 (2.0) kW(Hp) AC Drive. This PF 70 comes with Enhanced Control, a Full Numeric LCD, and w/Brake. This AB VFD is Frame size A and powered with 480V AC 3 Phase and 3 Amps. | 100
69862 | 20AD3P4A3AYNANNN | G | This Allen Bradley PowerFlex 70 is a 1.5 (2.0) kW(Hp) AC Drive. This PF 70 comes with Standard Control, a Full Numeric LCD, and w/Brake. This AB VFD is Frame size A and powered with 480V AC 3 Phase and 3 Amps. | 100
69861 | 20AD3P4A3AYNARC0 | G | This Allen Bradley PowerFlex 70 is a 1.5 (2.0) kW(Hp) AC Drive. This PF 70 comes with Enhanced Control, a Full Numeric LCD, and w/Brake. This AB VFD is Frame size A and powered with 480V AC 3 Phase and 3 Amps. | 100
69613 | 20AD3P4A3AYNARG0 | G | This Allen Bradley PowerFlex 70 is a 1.5 (2.0) kW(Hp) AC Drive. This PF 70 comes with Enhanced Control, a Full Numeric LCD, and w/Brake. This AB VFD is Frame size A and powered with 480V AC 3 Phase and 3 Amps. | 100
69951 | 20AD3P4A3AYNNCC0 | G | This Allen Bradley PowerFlex 70 is a 1.5 (2.0) kW(Hp) AC Drive. This PF 70 comes with Enhanced Control, a Full Numeric LCD, and w/Brake. This AB VFD is Frame size A and powered with 480V AC 3 Phase and 3 Amps. | 100
69766 | 20AD3P4A3AYNNCG0 | G | This Allen Bradley PowerFlex 70 is a 1.5 (2.0) kW(Hp) AC Drive. This PF 70 comes with Enhanced Control, a Full Numeric LCD, and w/Brake. This AB VFD is Frame size A and powered with 480V AC 3 Phase and 3 Amps. | 100
69860 | 20AD3P4A3AYNNDNN | G | This Allen Bradley PowerFlex 70 is a 1.5 (2.0) kW(Hp) AC Drive. This PF 70 comes with Standard Control, a Full Numeric LCD, and w/Brake. This AB VFD is Frame size A and powered with 480V AC 3 Phase and 3 Amps. | 100
69859 | 20AD3P4A3AYNNEC0 | G | This Allen Bradley PowerFlex 70 is a 1.5 (2.0) kW(Hp) AC Drive. This PF 70 comes with Enhanced Control, a Full Numeric LCD, and w/Brake. This AB VFD is Frame size A and powered with 480V AC 3 Phase and 3 Amps. | 100
69858 | 20AD3P4A3AYNNEG0 | G | This Allen Bradley PowerFlex 70 is a 1.5 (2.0) kW(Hp) AC Drive. This PF 70 comes with Enhanced Control, a Full Numeric LCD, and w/Brake. This AB VFD is Frame size A and powered with 480V AC 3 Phase and 3 Amps. | 100
69857 | 20AD3P4A3AYNNENN | G | This Allen Bradley PowerFlex 70 is a 1.5 (2.0) kW(Hp) AC Drive. This PF 70 comes with Standard Control, a Full Numeric LCD, and w/Brake. This AB VFD is Frame size A and powered with 480V AC 3 Phase and 3 Amps. | 100
69696 | 20AD3P4A3AYNNNC0 | G | This Allen Bradley PowerFlex 70 is a 1.5 (2.0) kW(Hp) AC Drive. This PF 70 comes with Enhanced Control, a Full Numeric LCD, and w/Brake. This AB VFD is Frame size A and powered with 480V AC 3 Phase and 3 Amps. | 100
69959 | 20AD3P4A3AYNNNC02 | G | This Allen Bradley PowerFlex 70 is a 1.5 (2.0) kW(Hp) AC Drive. This PF 70 comes with Enhanced Control, a Full Numeric LCD, and w/Brake. This AB VFD is Frame size A and powered with 480V AC 3 Phase and 3 Amps. | 99.5238
69856 | 20AD3P4A3AYNNNG0 | G | This Allen Bradley PowerFlex 70 is a 1.5 (2.0) kW(Hp) AC Drive. This PF 70 comes with Enhanced Control, a Full Numeric LCD, and w/Brake. This AB VFD is Frame size A and powered with 480V AC 3 Phase and 3 Amps. | 100
69609 | 20AD3P4A3AYNNNNN | G | This Allen Bradley PowerFlex 70 is a 1.5 (2.0) kW(Hp) AC Drive. This PF 70 comes with Standard Control, a Full Numeric LCD, and w/Brake. This AB VFD is Frame size A and powered with 480V AC 3 Phase and 3 Amps. | 100
69624 | 20AD3P4A3AYNNRNN | G | This Allen Bradley PowerFlex 70 is a 1.5 (2.0) kW(Hp) AC Drive. This PF 70 comes with Standard Control, a Full Numeric LCD, and w/Brake. This AB VFD is Frame size A and powered with 480V AC 3 Phase and 3 Amps. | 100
69855 | 20AD3P4A3AYYACNN | G | This Allen Bradley PowerFlex 70 is a 1.5 (2.0) kW(Hp) AC Drive. This PF 70 comes with Standard Control, a Full Numeric LCD, and w/Brake. This AB VFD is Frame size A and powered with 480V AC 3 Phase and 3 Amps. | 100
69632 | 20AD3P4A3AYYAEC0 | G | This Allen Bradley PowerFlex 70 is a 1.5 (2.0) kW(Hp) AC Drive. This PF 70 comes with Enhanced Control, a Full Numeric LCD, and w/Brake. This AB VFD is Frame size A and powered with 480V AC 3 Phase and 3 Amps. | 100
69854 | 20AD3P4A3AYYAEG0 | G | This Allen Bradley PowerFlex 70 is a 1.5 (2.0) kW(Hp) AC Drive. This PF 70 comes with Enhanced Control, a Full Numeric LCD, and w/Brake. This AB VFD is Frame size A and powered with 480V AC 3 Phase and 3 Amps. | 100
69944 | 20AD3P4A3AYYANNN | G | This Allen Bradley PowerFlex 70 is a 1.5 (2.0) kW(Hp) AC Drive. This PF 70 comes with Standard Control, a Full Numeric LCD, and w/Brake. This AB VFD is Frame size A and powered with 480V AC 3 Phase and 3 Amps. | 99.5238
69853 | 20AD3P4A3AYYARNN | G | This Allen Bradley PowerFlex 70 is a 1.5 (2.0) kW(Hp) AC Drive. This PF 70 comes with Standard Control, a Full Numeric LCD, and w/Brake. This AB VFD is Frame size A and powered with 480V AC 3 Phase and 3 Amps. | 100
69732 | 20AD3P4A3AYYNDNN | G | This Allen Bradley PowerFlex 70 is a 1.5 (2.0) kW(Hp) AC Drive. This PF 70 comes with Standard Control, a Full Numeric LCD, and w/Brake. This AB VFD is Frame size A and powered with 480V AC 3 Phase and 3 Amps. | 100
69772 | 20AD3P4A3AYYNNC0 | G | This Allen Bradley PowerFlex 70 is a 1.5 (2.0) kW(Hp) AC Drive. This PF 70 comes with Enhanced Control, a Full Numeric LCD, and w/Brake. This AB VFD is Frame size A and powered with 480V AC 3 Phase and 3 Amps. | 100
69852 | 20AD3P4A3AYYNNNN | G | This Allen Bradley PowerFlex 70 is a 1.5 (2.0) kW(Hp) AC Drive. This PF 70 comes with Standard Control, a Full Numeric LCD, and w/Brake. This AB VFD is Frame size A and powered with 480V AC 3 Phase and 3 Amps. | 100
69229 | 20AD3P4A3YNNNC0 | G | This Allen Bradley PowerFlex 70 is a 1.5 (2.0) kW(Hp) AC Drive. This PF 70 comes with Standard Control, a Full Numeric LCD, and w/Brake. This AB VFD is Frame size A and powered with 480V AC 3 Phase and 3 Amps. | 100
69212 | 20AD3P4AYNNNNN | G | This Allen Bradley PowerFlex 70 is a 1.5 (2.0) kW(Hp) AC Drive. This PF 70 comes with No Feedback - Enhanced Control Feedback, a Blank Cover, and w/Brake. This AB VFD is Frame size A and powered with 480V AC 3 Phase and 3 Amps. | 98.2533
69851 | 20AD3P4C0AYNANC0 | G | This Allen Bradley PowerFlex 70 is a 1.5 (2.0) kW(Hp) AC Drive. This PF 70 comes with Enhanced Control, a Blank Cover, and w/Brake. This AB VFD is Frame size A and powered with 480V AC 3 Phase and 3 Amps. | 100
69107 | 20AD3P4C3AYNANC0 | G | This Allen Bradley PowerFlex 70 is a 1.5 (2.0) kW(Hp) AC Drive. This PF 70 comes with Enhanced Control, a Full Numeric LCD, and w/Brake. This AB VFD is Frame size A and powered with 480V AC 3 Phase and 3 Amps. | 100
69106 | 20AD3P4C3AYNNNC0 | G | This Allen Bradley PowerFlex 70 is a 1.5 (2.0) kW(Hp) AC Drive. This PF 70 comes with Enhanced Control, a Full Numeric LCD, and w/Brake. This AB VFD is Frame size A and powered with 480V AC 3 Phase and 3 Amps. | 100
69631 | 20AD3P4C3AYNNNNN | G | This Allen Bradley PowerFlex 70 is a 1.5 (2.0) kW(Hp) AC Drive. This PF 70 comes with Standard Control, a Full Numeric LCD, and w/Brake. This AB VFD is Frame size A and powered with 480V AC 3 Phase and 3 Amps. | 100
69850 | 20AD3P4C3AYNNRNN | G | This Allen Bradley PowerFlex 70 is a 1.5 (2.0) kW(Hp) AC Drive. This PF 70 comes with Standard Control, a Full Numeric LCD, and w/Brake. This AB VFD is Frame size A and powered with 480V AC 3 Phase and 3 Amps. | 100
69232 | 20AD3P4C3AYYANC0 | G | This Allen Bradley PowerFlex 70 is a 1.5 (2.0) kW(Hp) AC Drive. This PF 70 comes with Enhanced Control, a Full Numeric LCD, and w/Brake. This AB VFD is Frame size A and powered with 480V AC 3 Phase and 3 Amps. | 100
69611 | 20AD3P4C3AYYANC1 | G | This Allen Bradley PowerFlex 70 is a 1.5 (2.0) kW(Hp) AC Drive. This PF 70 comes with Enhanced Control, a Full Numeric LCD, and w/Brake. This AB VFD is Frame size A and powered with 480V AC 3 Phase and 3 Amps. | 100
69731 | 20AD3P4C5AYNAEC0 | G | This Allen Bradley PowerFlex 70 is a 1.5 (2.0) kW(Hp) AC Drive. This PF 70 comes with Enhanced Control, a Prog. Only LCD, and w/Brake. This AB VFD is Frame size A and powered with 480V AC 3 Phase and 3 Amps. | 99.5192
69105 | 20AD3P4F0AYNANC0 | G | This Allen Bradley PowerFlex 70 is a 1.5 (2.0) kW(Hp) AC Drive. This PF 70 comes with Enhanced Control, a Blank Cover, and w/Brake. This AB VFD is Frame size A and powered with 480V AC 3 Phase and 3 Amps. | 100
69849 | 20AD3P4F0AYNANNN | G | This Allen Bradley PowerFlex 70 is a 1.5 (2.0) kW(Hp) AC Drive. This PF 70 comes with Standard Control, a Blank Cover, and w/Brake. This AB VFD is Frame size A and powered with 480V AC 3 Phase and 3 Amps. | 100
69104 | 20AD3P4F0AYNNNC0 | G | This Allen Bradley PowerFlex 70 is a 1.5 (2.0) kW(Hp) AC Drive. This PF 70 comes with Enhanced Control, a Blank Cover, and w/Brake. This AB VFD is Frame size A and powered with 480V AC 3 Phase and 3 Amps. | 100
69846 | 20AD3P4F0AYNNNNN | G | This Allen Bradley PowerFlex 70 is a 1.5 (2.0) kW(Hp) AC Drive. This PF 70 comes with Standard Control, a Blank Cover, and w/Brake. This AB VFD is Frame size A and powered with 480V AC 3 Phase and 3 Amps. | 100
69782 | 20AD3P4F1AYNNENN | G | This Allen Bradley PowerFlex 70 is a 1.5 (2.0) kW(Hp) AC Drive. This PF 70 comes with Standard Control, a Blank Cover, and w/Brake. This AB VFD is Frame size A and powered with 480V AC 3 Phase and 3 Amps. | 100
69848 | 20AD3P4F2AYNNDC0 | G | This Allen Bradley PowerFlex 70 is a 1.5 (2.0) kW(Hp) AC Drive. This PF 70 comes with Enhanced Control, a Blank Cover, and w/Brake. This AB VFD is Frame size A and powered with 480V AC 3 Phase and 3 Amps. | 100
69847 | 20AD3P4F2AYNNDNN | G | This Allen Bradley PowerFlex 70 is a 1.5 (2.0) kW(Hp) AC Drive. This PF 70 comes with Standard Control, a Blank Cover, and w/Brake. This AB VFD is Frame size A and powered with 480V AC 3 Phase and 3 Amps. | 100
69468 | 20AD3P4F3AYNADC0 | G | This Allen Bradley PowerFlex 70 is a 1.5 (2.0) kW(Hp) AC Drive. This PF 70 comes with Enhanced Control, a Full Numeric LCD, and w/Brake. This AB VFD is Frame size A and powered with 480V AC 3 Phase and 3 Amps. | 100
69730 | 20AD3P4F3NYNANNN | G | This Allen Bradley PowerFlex 70 is a 1.5 (2.0) kW(Hp) AC Drive. This PF 70 comes with Standard Control, a Full Numeric LCD, and w/Brake. This AB VFD is Frame size A and powered with 480V AC 3 Phase and 3 Amps. | 100
69709 | 20AD3PHA3AYNADNN | G | This Allen Bradley PowerFlex 70 is a 0.37 (0.5) kW(Hp) AC Drive. This PF 70 comes with Standard Control, a Full Numeric LCD, and w/Brake. This AB VFD is Frame size A and powered with 480V AC 3 Phase and 3 Amps. | 100
69227 | 20AD5P0A0AYNAC0 | G | This Allen Bradley PowerFlex 70 is a 2.2 (3.0) kW(Hp) AC Drive. This PF 70 comes with Standard Control, a Blank Cover, and w/Brake. This AB VFD is Frame size B and powered with 480V AC 3 Phase and 3 Amps. | 100
69729 | 20AD5P0A0AYNACNN | G | This Allen Bradley PowerFlex 70 is a 2.2 (3.0) kW(Hp) AC Drive. This PF 70 comes with Standard Control, a Blank Cover, and w/Brake. This AB VFD is Frame size B and powered with 480V AC 3 Phase and 3 Amps. | 100
69640 | 20AD5P0A0AYNADG0 | G | This Allen Bradley PowerFlex 70 is a 2.2 (3.0) kW(Hp) AC Drive. This PF 70 comes with Enhanced Control, a Blank Cover, and w/Brake. This AB VFD is Frame size B and powered with 480V AC 3 Phase and 3 Amps. | 100
69845 | 20AD5P0A0AYNAEC0 | G | This Allen Bradley PowerFlex 70 is a 2.2 (3.0) kW(Hp) AC Drive. This PF 70 comes with Enhanced Control, a Blank Cover, and w/Brake. This AB VFD is Frame size B and powered with 480V AC 3 Phase and 3 Amps. | 99.5122
69103 | 20AD5P0A0AYNANC0 | G | This Allen Bradley PowerFlex 70 is a 2.2 (3.0) kW(Hp) AC Drive. This PF 70 comes with Enhanced Control, a Blank Cover, and w/Brake. This AB VFD is Frame size B and powered with 480V AC 3 Phase and 3 Amps. | 100
71552 | 20AD5P0A0AYNANG0 | G | <p>The 20AD5P0A0AYNANG0 drive is an Allen-Bradley manufactured drive. It has a voltage rating of 480 Volts AC.</p>
69844 | 20AD5P0A0AYNANNN | G | This Allen Bradley PowerFlex 70 is a 2.2 (3.0) kW(Hp) AC Drive. This PF 70 comes with Standard Control, a Blank Cover, and w/Brake. This AB VFD is Frame size B and powered with 480V AC 3 Phase and 3 Amps. | 99.5122
69437 | 20AD5P0A0AYNNDG0 | G | This Allen Bradley PowerFlex 70 is a 2.2 (3.0) kW(Hp) AC Drive. This PF 70 comes with Enhanced Control, a Blank Cover, and w/Brake. This AB VFD is Frame size B and powered with 480V AC 3 Phase and 3 Amps. | 100
69781 | 20AD5P0A0AYNNEG0 | G | This Allen Bradley PowerFlex 70 is a 2.2 (3.0) kW(Hp) AC Drive. This PF 70 comes with Enhanced Control, a Blank Cover, and w/Brake. This AB VFD is Frame size B and powered with 480V AC 3 Phase and 3 Amps. | 100
69102 | 20AD5P0A0AYNNNC0 | G | This Allen Bradley PowerFlex 70 is a 2.2 (3.0) kW(Hp) AC Drive. This PF 70 comes with Enhanced Control, a Blank Cover, and w/Brake. This AB VFD is Frame size B and powered with 480V AC 3 Phase and 3 Amps. | 100
69843 | 20AD5P0A0AYNNNNN | G | This Allen Bradley PowerFlex 70 is a 2.2 (3.0) kW(Hp) AC Drive. This PF 70 comes with Standard Control, a Blank Cover, and w/Brake. This AB VFD is Frame size B and powered with 480V AC 3 Phase and 3 Amps. | 100
69642 | 20AD5P0A0AYNNRNN | G | This Allen Bradley PowerFlex 70 is a 2.2 (3.0) kW(Hp) AC Drive. This PF 70 comes with Standard Control, a Blank Cover, and w/Brake. This AB VFD is Frame size B and powered with 480V AC 3 Phase and 3 Amps. | 100
69728 | 20AD5P0A0AYYNENN | G | This Allen Bradley PowerFlex 70 is a 2.2 (3.0) kW(Hp) AC Drive. This PF 70 comes with Standard Control, a Blank Cover, and w/Brake. This AB VFD is Frame size B and powered with 480V AC 3 Phase and 3 Amps. | 100
69436 | 20AD5P0A0AYYNNG0 | G | This Allen Bradley PowerFlex 70 is a 2.2 (3.0) kW(Hp) AC Drive. This PF 70 comes with Enhanced Control, a Blank Cover, and w/Brake. This AB VFD is Frame size B and powered with 480V AC 3 Phase and 3 Amps. | 100
69842 | 20AD5P0A0AYYNRNN | G | This Allen Bradley PowerFlex 70 is a 2.2 (3.0) kW(Hp) AC Drive. This PF 70 comes with Standard Control, a Blank Cover, and w/Brake. This AB VFD is Frame size B and powered with 480V AC 3 Phase and 3 Amps. | 100
69841 | 20AD5P0A0NYNNCC0 | G | This Allen Bradley PowerFlex 70 is a 2.2 (3.0) kW(Hp) AC Drive. This PF 70 comes with Enhanced Control, a Blank Cover, and w/Brake. This AB VFD is Frame size B and powered with 480V AC 3 Phase and 3 Amps. | 100
69794 | 20AD5P0A0NYYNDNN | G | This Allen Bradley PowerFlex 70 is a 2.2 (3.0) kW(Hp) AC Drive. This PF 70 comes with Standard Control, a Blank Cover, and w/Brake. This AB VFD is Frame size B and powered with 480V AC 3 Phase and 3 Amps. | 100
69780 | 20AD5P0A1AYNACNN | G | This Allen Bradley PowerFlex 70 is a 2.2 (3.0) kW(Hp) AC Drive. This PF 70 comes with Standard Control, a Blank Cover, and w/Brake. This AB VFD is Frame size B and powered with 480V AC 3 Phase and 3 Amps. | 100
69840 | 20AD5P0A1AYNADNN | G | This Allen Bradley PowerFlex 70 is a 2.2 (3.0) kW(Hp) AC Drive. This PF 70 comes with Standard Control, a Blank Cover, and w/Brake. This AB VFD is Frame size B and powered with 480V AC 3 Phase and 3 Amps. | 100
69727 | 20AD5P0A1AYNNNNN | G | This Allen Bradley PowerFlex 70 is a 2.2 (3.0) kW(Hp) AC Drive. This PF 70 comes with Standard Control, a Blank Cover, and w/Brake. This AB VFD is Frame size B and powered with 480V AC 3 Phase and 3 Amps. | 100
69839 | 20AD5P0A2AYNACNN | G | This Allen Bradley PowerFlex 70 is a 2.2 (3.0) kW(Hp) AC Drive. This PF 70 comes with Standard Control, a Blank Cover, and w/Brake. This AB VFD is Frame size B and powered with 480V AC 3 Phase and 3 Amps. | 100
69769 | 20AD5P0A2AYYNCNN | G | This Allen Bradley PowerFlex 70 is a 2.2 (3.0) kW(Hp) AC Drive. This PF 70 comes with Standard Control, a Blank Cover, and w/Brake. This AB VFD is Frame size B and powered with 480V AC 3 Phase and 3 Amps. | 100
69760 | 20AD5P0A3AYNACC0 | G | This Allen Bradley PowerFlex 70 is a 2.2 (3.0) kW(Hp) AC Drive. This PF 70 comes with Enhanced Control, a Full Numeric LCD, and w/Brake. This AB VFD is Frame size B and powered with 480V AC 3 Phase and 3 Amps. | 100
69838 | 20AD5P0A3AYNACC1 | G | This Allen Bradley PowerFlex 70 is a 2.2 (3.0) kW(Hp) AC Drive. This PF 70 comes with Enhanced Control, a Full Numeric LCD, and w/Brake. This AB VFD is Frame size B and powered with 480V AC 3 Phase and 3 Amps. | 100
69726 | 20AD5P0A3AYNADNN | G | This Allen Bradley PowerFlex 70 is a 2.2 (3.0) kW(Hp) AC Drive. This PF 70 comes with Standard Control, a Full Numeric LCD, and w/Brake. This AB VFD is Frame size B and powered with 480V AC 3 Phase and 3 Amps. | 100
69630 | 20AD5P0A3AYNAEC0 | G | This Allen Bradley PowerFlex 70 is a 2.2 (3.0) kW(Hp) AC Drive. This PF 70 comes with Enhanced Control, a Full Numeric LCD, and w/Brake. This AB VFD is Frame size B and powered with 480V AC 3 Phase and 3 Amps. | 100
69837 | 20AD5P0A3AYNAENN | G | This Allen Bradley PowerFlex 70 is a 2.2 (3.0) kW(Hp) AC Drive. This PF 70 comes with Standard Control, a Full Numeric LCD, and w/Brake. This AB VFD is Frame size B and powered with 480V AC 3 Phase and 3 Amps. | 99.5238
69725 | 20AD5P0A3AYNANC0 | G | This Allen Bradley PowerFlex 70 is a 2.2 (3.0) kW(Hp) AC Drive. This PF 70 comes with Enhanced Control, a Full Numeric LCD, and w/Brake. This AB VFD is Frame size B and powered with 480V AC 3 Phase and 3 Amps. | 100
69779 | 20AD5P0A3AYNANC1 | G | This Allen Bradley PowerFlex 70 is a 2.2 (3.0) kW(Hp) AC Drive. This PF 70 comes with Enhanced Control, a Full Numeric LCD, and w/Brake. This AB VFD is Frame size B and powered with 480V AC 3 Phase and 3 Amps. | 100
69836 | 20AD5P0A3AYNANG0 | G | This Allen Bradley PowerFlex 70 is a 2.2 (3.0) kW(Hp) AC Drive. This PF 70 comes with Enhanced Control, a Full Numeric LCD, and w/Brake. This AB VFD is Frame size B and powered with 480V AC 3 Phase and 3 Amps. | 100
69724 | 20AD5P0A3AYNANNN | G | This Allen Bradley PowerFlex 70 is a 2.2 (3.0) kW(Hp) AC Drive. This PF 70 comes with Standard Control, a Full Numeric LCD, and w/Brake. This AB VFD is Frame size B and powered with 480V AC 3 Phase and 3 Amps. | 100
69835 | 20AD5P0A3AYNARC0 | G | This Allen Bradley PowerFlex 70 is a 2.2 (3.0) kW(Hp) AC Drive. This PF 70 comes with Enhanced Control, a Full Numeric LCD, and w/Brake. This AB VFD is Frame size B and powered with 480V AC 3 Phase and 3 Amps. | 100
69623 | 20AD5P0A3AYNARNN | G | This Allen Bradley PowerFlex 70 is a 2.2 (3.0) kW(Hp) AC Drive. This PF 70 comes with Standard Control, a Full Numeric LCD, and w/Brake. This AB VFD is Frame size B and powered with 480V AC 3 Phase and 3 Amps. | 100
69778 | 20AD5P0A3AYNNCG0 | G | This Allen Bradley PowerFlex 70 is a 2.2 (3.0) kW(Hp) AC Drive. This PF 70 comes with Enhanced Control, a Full Numeric LCD, and w/Brake. This AB VFD is Frame size B and powered with 480V AC 3 Phase and 3 Amps. | 100
69723 | 20AD5P0A3AYNNCG1 | G | This Allen Bradley PowerFlex 70 is a 2.2 (3.0) kW(Hp) AC Drive. This PF 70 comes with Enhanced Control, a Full Numeric LCD, and w/Brake. This AB VFD is Frame size B and powered with 480V AC 3 Phase and 3 Amps. | 100
69834 | 20AD5P0A3AYNNCNN | G | This Allen Bradley PowerFlex 70 is a 2.2 (3.0) kW(Hp) AC Drive. This PF 70 comes with Standard Control, a Full Numeric LCD, and w/Brake. This AB VFD is Frame size B and powered with 480V AC 3 Phase and 3 Amps. | 100
69466 | 20AD5P0A3AYNNDNN | G | This Allen Bradley PowerFlex 70 is a 2.2 (3.0) kW(Hp) AC Drive. This PF 70 comes with Standard Control, a Full Numeric LCD, and w/Brake. This AB VFD is Frame size B and powered with 480V AC 3 Phase and 3 Amps. | 100
69833 | 20AD5P0A3AYNNENN | G | This Allen Bradley PowerFlex 70 is a 2.2 (3.0) kW(Hp) AC Drive. This PF 70 comes with Standard Control, a Full Numeric LCD, and w/Brake. This AB VFD is Frame size B and powered with 480V AC 3 Phase and 3 Amps. | 100
69722 | 20AD5P0A3AYNNNC0 | G | This Allen Bradley PowerFlex 70 is a 2.2 (3.0) kW(Hp) AC Drive. This PF 70 comes with Enhanced Control, a Full Numeric LCD, and w/Brake. This AB VFD is Frame size B and powered with 480V AC 3 Phase and 3 Amps. | 100
69721 | 20AD5P0A3AYNNNNN | G | This Allen Bradley PowerFlex 70 is a 2.2 (3.0) kW(Hp) AC Drive. This PF 70 comes with Standard Control, a Full Numeric LCD, and w/Brake. This AB VFD is Frame size B and powered with 480V AC 3 Phase and 3 Amps. | 100
69610 | 20AD5P0A3AYNNRC0 | G | This Allen Bradley PowerFlex 70 is a 2.2 (3.0) kW(Hp) AC Drive. This PF 70 comes with Enhanced Control, a Full Numeric LCD, and w/Brake. This AB VFD is Frame size B and powered with 480V AC 3 Phase and 3 Amps. | 100
69832 | 20AD5P0A3AYNNRNN | G | This Allen Bradley PowerFlex 70 is a 2.2 (3.0) kW(Hp) AC Drive. This PF 70 comes with Standard Control, a Full Numeric LCD, and w/Brake. This AB VFD is Frame size B and powered with 480V AC 3 Phase and 3 Amps. | 100
69831 | 20AD5P0A3AYYACG0 | G | This Allen Bradley PowerFlex 70 is a 2.2 (3.0) kW(Hp) AC Drive. This PF 70 comes with Enhanced Control, a Full Numeric LCD, and w/Brake. This AB VFD is Frame size B and powered with 480V AC 3 Phase and 3 Amps. | 100
69830 | 20AD5P0A3AYYACNN | G | This Allen Bradley PowerFlex 70 is a 2.2 (3.0) kW(Hp) AC Drive. This PF 70 comes with Standard Control, a Full Numeric LCD, and w/Brake. This AB VFD is Frame size B and powered with 480V AC 3 Phase and 3 Amps. | 100
69953 | 20AD5P0A3AYYAEG0 | G | This Allen Bradley PowerFlex 70 is a 2.2 (3.0) kW(Hp) AC Drive. This PF 70 comes with Enhanced Control, a Full Numeric LCD, and w/Brake. This AB VFD is Frame size B and powered with 480V AC 3 Phase and 3 Amps. | 100
69829 | 20AD5P0A3AYYAENN | G | This Allen Bradley PowerFlex 70 is a 2.2 (3.0) kW(Hp) AC Drive. This PF 70 comes with Standard Control, a Full Numeric LCD, and w/Brake. This AB VFD is Frame size B and powered with 480V AC 3 Phase and 3 Amps. | 100
69954 | 20AD5P0A3AYYANG0 | G | This Allen Bradley PowerFlex 70 is a 2.2 (3.0) kW(Hp) AC Drive. This PF 70 comes with Enhanced Control, a Full Numeric LCD, and w/Brake. This AB VFD is Frame size B and powered with 480V AC 3 Phase and 3 Amps. | 99.5238
69770 | 20AD5P0A3AYYANNN | G | This Allen Bradley PowerFlex 70 is a 2.2 (3.0) kW(Hp) AC Drive. This PF 70 comes with Standard Control, a Full Numeric LCD, and w/Brake. This AB VFD is Frame size B and powered with 480V AC 3 Phase and 3 Amps. | 100
69700 | 20AD5P0A3AYYARNN | G | This Allen Bradley PowerFlex 70 is a 2.2 (3.0) kW(Hp) AC Drive. This PF 70 comes with Standard Control, a Full Numeric LCD, and w/Brake. This AB VFD is Frame size B and powered with 480V AC 3 Phase and 3 Amps. | 100
69828 | 20AD5P0A3AYYNDNN | G | This Allen Bradley PowerFlex 70 is a 2.2 (3.0) kW(Hp) AC Drive. This PF 70 comes with Standard Control, a Full Numeric LCD, and w/Brake. This AB VFD is Frame size B and powered with 480V AC 3 Phase and 3 Amps. | 100
69827 | 20AD5P0A3AYYNEG0 | G | This Allen Bradley PowerFlex 70 is a 2.2 (3.0) kW(Hp) AC Drive. This PF 70 comes with Enhanced Control, a Full Numeric LCD, and w/Brake. This AB VFD is Frame size B and powered with 480V AC 3 Phase and 3 Amps. | 100
69472 | 20AD5P0A3AYYNNC0 | G | This Allen Bradley PowerFlex 70 is a 2.2 (3.0) kW(Hp) AC Drive. This PF 70 comes with Enhanced Control, a Full Numeric LCD, and w/Brake. This AB VFD is Frame size B and powered with 480V AC 3 Phase and 3 Amps. | 100
69645 | 20AD5P0A3AYYNNNN | G | This Allen Bradley PowerFlex 70 is a 2.2 (3.0) kW(Hp) AC Drive. This PF 70 comes with Standard Control, a Full Numeric LCD, and w/Brake. This AB VFD is Frame size B and powered with 480V AC 3 Phase and 3 Amps. | 100
69826 | 20AD5P0A3AYYNRNN | G | This Allen Bradley PowerFlex 70 is a 2.2 (3.0) kW(Hp) AC Drive. This PF 70 comes with Standard Control, a Full Numeric LCD, and w/Brake. This AB VFD is Frame size B and powered with 480V AC 3 Phase and 3 Amps. | 100
69704 | 20AD5P0A3NYNACNN | G | This Allen Bradley PowerFlex 70 is a 2.2 (3.0) kW(Hp) AC Drive. This PF 70 comes with Standard Control, a Full Numeric LCD, and w/Brake. This AB VFD is Frame size B and powered with 480V AC 3 Phase and 3 Amps. | 100
69825 | 20AD5P0A3NYNADNN | G | This Allen Bradley PowerFlex 70 is a 2.2 (3.0) kW(Hp) AC Drive. This PF 70 comes with Standard Control, a Full Numeric LCD, and w/Brake. This AB VFD is Frame size B and powered with 480V AC 3 Phase and 3 Amps. | 100
69824 | 20AD5P0A3NYNANN0 | G | This Allen Bradley PowerFlex 70 is a 2.2 (3.0) kW(Hp) AC Drive. This PF 70 comes with Standard Control, a Full Numeric LCD, and w/Brake. This AB VFD is Frame size B and powered with 480V AC 3 Phase and 3 Amps. | 100
69823 | 20AD5P0A3NYNNENN | G | This Allen Bradley PowerFlex 70 is a 2.2 (3.0) kW(Hp) AC Drive. This PF 70 comes with Standard Control, a Full Numeric LCD, and w/Brake. This AB VFD is Frame size B and powered with 480V AC 3 Phase and 3 Amps. | 100
69720 | 20AD5P0A3NYYNDNN | G | This Allen Bradley PowerFlex 70 is a 2.2 (3.0) kW(Hp) AC Drive. This PF 70 comes with Standard Control, a Full Numeric LCD, and w/Brake. This AB VFD is Frame size B and powered with 480V AC 3 Phase and 3 Amps. | 100
69223 | 20AD5P0A3YNANC0 | G | This Allen Bradley PowerFlex 70 is a 2.2 (3.0) kW(Hp) AC Drive. This PF 70 comes with Standard Control, a Full Numeric LCD, and w/Brake. This AB VFD is Frame size B and powered with 480V AC 3 Phase and 3 Amps. | 100
69210 | 20AD5P0AYNANC0 | G | This Allen Bradley PowerFlex 70 is a 2.2 (3.0) kW(Hp) AC Drive. This PF 70 comes with No Feedback - Enhanced Control Feedback, a Blank Cover, and w/Brake. This AB VFD is Frame size B and powered with 480V AC 3 Phase and 3 Amps. | 100
69214 | 20AD5P0AYNNNNN | G | This Allen Bradley PowerFlex 70 is a 2.2 (3.0) kW(Hp) AC Drive. This PF 70 comes with No Feedback - Enhanced Control Feedback, a Blank Cover, and w/Brake. This AB VFD is Frame size B and powered with 480V AC 3 Phase and 3 Amps. |  | 2
69101 | 20AD5P0C3AYNANC0 | G | This Allen Bradley PowerFlex 70 is a 2.2 (3.0) kW(Hp) AC Drive. This PF 70 comes with Enhanced Control, a Full Numeric LCD, and w/Brake. This AB VFD is Frame size B and powered with 480V AC 3 Phase and 3 Amps. | 100
69388 | 20AD5P0C3AYNNCNN | G | This Allen Bradley PowerFlex 70 is a 2.2 (3.0) kW(Hp) AC Drive. This PF 70 comes with Standard Control, a Full Numeric LCD, and w/Brake. This AB VFD is Frame size B and powered with 480V AC 3 Phase and 3 Amps. | 100
69387 | 20AD5P0C3AYNNDNN | G | This Allen Bradley PowerFlex 70 is a 2.2 (3.0) kW(Hp) AC Drive. This PF 70 comes with Standard Control, a Full Numeric LCD, and w/Brake. This AB VFD is Frame size B and powered with 480V AC 3 Phase and 3 Amps. | 100
69435 | 20AD5P0C3AYNNEG0 | G | This Allen Bradley PowerFlex 70 is a 2.2 (3.0) kW(Hp) AC Drive. This PF 70 comes with Enhanced Control, a Full Numeric LCD, and w/Brake. This AB VFD is Frame size B and powered with 480V AC 3 Phase and 3 Amps. | 100
69386 | 20AD5P0C3AYNNENN | G | This Allen Bradley PowerFlex 70 is a 2.2 (3.0) kW(Hp) AC Drive. This PF 70 comes with Standard Control, a Full Numeric LCD, and w/Brake. This AB VFD is Frame size B and powered with 480V AC 3 Phase and 3 Amps. | 100
69100 | 20AD5P0C3AYNNNC0 | G | This Allen Bradley PowerFlex 70 is a 2.2 (3.0) kW(Hp) AC Drive. This PF 70 comes with Enhanced Control, a Full Numeric LCD, and w/Brake. This AB VFD is Frame size B and powered with 480V AC 3 Phase and 3 Amps. | 100
69629 | 20AD5P0C3AYNNNNN | G | This Allen Bradley PowerFlex 70 is a 2.2 (3.0) kW(Hp) AC Drive. This PF 70 comes with Standard Control, a Full Numeric LCD, and w/Brake. This AB VFD is Frame size B and powered with 480V AC 3 Phase and 3 Amps. | 100
69719 | 20AD5P0C3AYNNRNN | G | This Allen Bradley PowerFlex 70 is a 2.2 (3.0) kW(Hp) AC Drive. This PF 70 comes with Standard Control, a Full Numeric LCD, and w/Brake. This AB VFD is Frame size B and powered with 480V AC 3 Phase and 3 Amps. | 100
69385 | 20AD5P0C3NYNNCNN | G | This Allen Bradley PowerFlex 70 is a 2.2 (3.0) kW(Hp) AC Drive. This PF 70 comes with Standard Control, a Full Numeric LCD, and w/Brake. This AB VFD is Frame size B and powered with 480V AC 3 Phase and 3 Amps. | 100
69384 | 20AD5P0C3NYNNDNN | G | This Allen Bradley PowerFlex 70 is a 2.2 (3.0) kW(Hp) AC Drive. This PF 70 comes with Standard Control, a Full Numeric LCD, and w/Brake. This AB VFD is Frame size B and powered with 480V AC 3 Phase and 3 Amps. | 100
69383 | 20AD5P0C3NYNNENN | G | This Allen Bradley PowerFlex 70 is a 2.2 (3.0) kW(Hp) AC Drive. This PF 70 comes with Standard Control, a Full Numeric LCD, and w/Brake. This AB VFD is Frame size B and powered with 480V AC 3 Phase and 3 Amps. | 100
69382 | 20AD5P0C3NYNNNNN | G | This Allen Bradley PowerFlex 70 is a 2.2 (3.0) kW(Hp) AC Drive. This PF 70 comes with Standard Control, a Full Numeric LCD, and w/Brake. This AB VFD is Frame size B and powered with 480V AC 3 Phase and 3 Amps. | 100
69099 | 20AD5P0F0AYNANC0 | G | This Allen Bradley PowerFlex 70 is a 2.2 (3.0) kW(Hp) AC Drive. This PF 70 comes with Enhanced Control, a Blank Cover, and w/Brake. This AB VFD is Frame size B and powered with 480V AC 3 Phase and 3 Amps. | 100
69822 | 20AD5P0F0AYNANNN | G | This Allen Bradley PowerFlex 70 is a 2.2 (3.0) kW(Hp) AC Drive. This PF 70 comes with Standard Control, a Blank Cover, and w/Brake. This AB VFD is Frame size B and powered with 480V AC 3 Phase and 3 Amps. | 100
69098 | 20AD5P0F0AYNNNC0 | G | This Allen Bradley PowerFlex 70 is a 2.2 (3.0) kW(Hp) AC Drive. This PF 70 comes with Enhanced Control, a Blank Cover, and w/Brake. This AB VFD is Frame size B and powered with 480V AC 3 Phase and 3 Amps. | 100
69821 | 20AD5P0F0AYNNNG0 | G | This Allen Bradley PowerFlex 70 is a 2.2 (3.0) kW(Hp) AC Drive. This PF 70 comes with Enhanced Control, a Blank Cover, and w/Brake. This AB VFD is Frame size B and powered with 480V AC 3 Phase and 3 Amps. | 100
69718 | 20AD5P0F0AYNNNNN | G | This Allen Bradley PowerFlex 70 is a 2.2 (3.0) kW(Hp) AC Drive. This PF 70 comes with Standard Control, a Blank Cover, and w/Brake. This AB VFD is Frame size B and powered with 480V AC 3 Phase and 3 Amps. | 100
69820 | 20AD5P0F3AYNANNN | G | This Allen Bradley PowerFlex 70 is a 2.2 (3.0) kW(Hp) AC Drive. This PF 70 comes with Standard Control, a Full Numeric LCD, and w/Brake. This AB VFD is Frame size B and powered with 480V AC 3 Phase and 3 Amps. | 100
69819 | 20AD5P0F3AYYACNN | G | This Allen Bradley PowerFlex 70 is a 2.2 (3.0) kW(Hp) AC Drive. This PF 70 comes with Standard Control, a Full Numeric LCD, and w/Brake. This AB VFD is Frame size B and powered with 480V AC 3 Phase and 3 Amps. | 100
69777 | 20AD5P0S3AYYAENN | G | This Allen Bradley PowerFlex 70 is a 2.2 (3.0) kW(Hp) AC Drive. This PF 70 comes with Standard Control, a Full Numeric LCD, and w/Brake. This AB VFD is Frame size B and powered with 480V AC 3 Phase and 3 Amps. | 100
69608 | 20AD8P0A0AYNADG0 | G | This Allen Bradley PowerFlex 70 is a 3.7 (5.0) kW(Hp) AC Drive. This PF 70 comes with Enhanced Control, a Blank Cover, and w/Brake. This AB VFD is Frame size B and powered with 480V AC 3 Phase and 3 Amps. | 100
69097 | 20AD8P0A0AYNANC0 | G | This Allen Bradley PowerFlex 70 is a 3.7 (5.0) kW(Hp) AC Drive. This PF 70 comes with Enhanced Control, a Blank Cover, and w/Brake. This AB VFD is Frame size B and powered with 480V AC 3 Phase and 3 Amps. | 100
69216 | 20AD8P0A0AYNANN | G | This Allen Bradley PowerFlex 70 is a 3.7 (5.0) kW(Hp) AC Drive. This PF 70 comes with Standard Control, a Blank Cover, and w/Brake. This AB VFD is Frame size B and powered with 480V AC 3 Phase and 3 Amps. | 100
69771 | 20AD8P0A0AYNANNN | G | This Allen Bradley PowerFlex 70 is a 3.7 (5.0) kW(Hp) AC Drive. This PF 70 comes with Standard Control, a Blank Cover, and w/Brake. This AB VFD is Frame size B and powered with 480V AC 3 Phase and 3 Amps. | 100
69470 | 20AD8P0A0AYNNCNN | G | This Allen Bradley PowerFlex 70 is a 3.7 (5.0) kW(Hp) AC Drive. This PF 70 comes with Standard Control, a Blank Cover, and w/Brake. This AB VFD is Frame size B and powered with 480V AC 3 Phase and 3 Amps. | 100
69776 | 20AD8P0A0AYNNEG0 | G | This Allen Bradley PowerFlex 70 is a 3.7 (5.0) kW(Hp) AC Drive. This PF 70 comes with Enhanced Control, a Blank Cover, and w/Brake. This AB VFD is Frame size B and powered with 480V AC 3 Phase and 3 Amps. | 100
69096 | 20AD8P0A0AYNNNC0 | G | This Allen Bradley PowerFlex 70 is a 3.7 (5.0) kW(Hp) AC Drive. This PF 70 comes with Enhanced Control, a Blank Cover, and w/Brake. This AB VFD is Frame size B and powered with 480V AC 3 Phase and 3 Amps. | 100
69717 | 20AD8P0A0AYNNNNN | G | This Allen Bradley PowerFlex 70 is a 3.7 (5.0) kW(Hp) AC Drive. This PF 70 comes with Standard Control, a Blank Cover, and w/Brake. This AB VFD is Frame size B and powered with 480V AC 3 Phase and 3 Amps. | 100
69818 | 20AD8P0A0AYNNRNN | G | This Allen Bradley PowerFlex 70 is a 3.7 (5.0) kW(Hp) AC Drive. This PF 70 comes with Standard Control, a Blank Cover, and w/Brake. This AB VFD is Frame size B and powered with 480V AC 3 Phase and 3 Amps. | 98.5366
69817 | 20AD8P0A0AYYANC0 | G | This Allen Bradley PowerFlex 70 is a 3.7 (5.0) kW(Hp) AC Drive. This PF 70 comes with Enhanced Control, a Blank Cover, and w/Brake. This AB VFD is Frame size B and powered with 480V AC 3 Phase and 3 Amps. | 98.5366
69816 | 20AD8P0A0AYYNNNN | G | This Allen Bradley PowerFlex 70 is a 3.7 (5.0) kW(Hp) AC Drive. This PF 70 comes with Standard Control, a Blank Cover, and w/Brake. This AB VFD is Frame size B and powered with 480V AC 3 Phase and 3 Amps. | 100
69628 | 20AD8P0A0NYYNDNN | G | This Allen Bradley PowerFlex 70 is a 3.7 (5.0) kW(Hp) AC Drive. This PF 70 comes with Standard Control, a Blank Cover, and w/Brake. This AB VFD is Frame size B and powered with 480V AC 3 Phase and 3 Amps. | 100
69217 | 20AD8P0A0YYNNC0 | G | This Allen Bradley PowerFlex 70 is a 3.7 (5.0) kW(Hp) AC Drive. This PF 70 comes with Standard Control, a Blank Cover, and w/Brake. This AB VFD is Frame size B and powered with 480V AC 3 Phase and 3 Amps. | 100
69759 | 20AD8P0A1AYNACNN | G | This Allen Bradley PowerFlex 70 is a 3.7 (5.0) kW(Hp) AC Drive. This PF 70 comes with Standard Control, a Blank Cover, and w/Brake. This AB VFD is Frame size B and powered with 480V AC 3 Phase and 3 Amps. | 100
69815 | 20AD8P0A1AYNADNN | G | This Allen Bradley PowerFlex 70 is a 3.7 (5.0) kW(Hp) AC Drive. This PF 70 comes with Standard Control, a Blank Cover, and w/Brake. This AB VFD is Frame size B and powered with 480V AC 3 Phase and 3 Amps. | 100
69814 | 20AD8P0A1AYNANNN | G | This Allen Bradley PowerFlex 70 is a 3.7 (5.0) kW(Hp) AC Drive. This PF 70 comes with Standard Control, a Blank Cover, and w/Brake. This AB VFD is Frame size B and powered with 480V AC 3 Phase and 3 Amps. | 100
69813 | 20AD8P0A1AYNNNNN | G | This Allen Bradley PowerFlex 70 is a 3.7 (5.0) kW(Hp) AC Drive. This PF 70 comes with Standard Control, a Blank Cover, and w/Brake. This AB VFD is Frame size B and powered with 480V AC 3 Phase and 3 Amps. | 100
69812 | 20AD8P0A1AYYARNN | G | This Allen Bradley PowerFlex 70 is a 3.7 (5.0) kW(Hp) AC Drive. This PF 70 comes with Standard Control, a Blank Cover, and w/Brake. This AB VFD is Frame size B and powered with 480V AC 3 Phase and 3 Amps. | 100
69716 | 20AD8P0A1AYYNNNN | G | This Allen Bradley PowerFlex 70 is a 3.7 (5.0) kW(Hp) AC Drive. This PF 70 comes with Standard Control, a Blank Cover, and w/Brake. This AB VFD is Frame size B and powered with 480V AC 3 Phase and 3 Amps. | 100
69811 | 20AD8P0A2AYNANC0 | G | This Allen Bradley PowerFlex 70 is a 3.7 (5.0) kW(Hp) AC Drive. This PF 70 comes with Enhanced Control, a Blank Cover, and w/Brake. This AB VFD is Frame size B and powered with 480V AC 3 Phase and 3 Amps. | 100
69715 | 20AD8P0A2AYNNNNN | G | This Allen Bradley PowerFlex 70 is a 3.7 (5.0) kW(Hp) AC Drive. This PF 70 comes with Standard Control, a Blank Cover, and w/Brake. This AB VFD is Frame size B and powered with 480V AC 3 Phase and 3 Amps. | 100
69758 | 20AD8P0A2AYYNNG0 | G | This Allen Bradley PowerFlex 70 is a 3.7 (5.0) kW(Hp) AC Drive. This PF 70 comes with Enhanced Control, a Blank Cover, and w/Brake. This AB VFD is Frame size B and powered with 480V AC 3 Phase and 3 Amps. | 100
69958 | 20AD8P0A3ANYNNNNN | G | This Allen Bradley PowerFlex 70 is a 3.7 (5.0) kW(Hp) AC Drive. This PF 70 comes with Standard Control, a Full Numeric LCD, and w/Brake. This AB VFD is Frame size B and powered with 480V AC 3 Phase and 3 Amps. | 98.5646
69710 | 20AD8P0A3AYNACC0 | G | This Allen Bradley PowerFlex 70 is a 3.7 (5.0) kW(Hp) AC Drive. This PF 70 comes with Enhanced Control, a Full Numeric LCD, and w/Brake. This AB VFD is Frame size B and powered with 480V AC 3 Phase and 3 Amps. | 100
69231 | 20AD8P0A3AYNACG0 | G | This Allen Bradley PowerFlex 70 is a 3.7 (5.0) kW(Hp) AC Drive. This PF 70 comes with Enhanced Control, a Full Numeric LCD, and w/Brake. This AB VFD is Frame size B and powered with 480V AC 3 Phase and 3 Amps. | 100
69236 | 20AD8P0A3AYNACG1 | G | This Allen Bradley PowerFlex 70 is a 3.7 (5.0) kW(Hp) AC Drive. This PF 70 comes with Enhanced Control, a Full Numeric LCD, and w/Brake. This AB VFD is Frame size B and powered with 480V AC 3 Phase and 3 Amps. | 100
69639 | 20AD8P0A3AYNACNN | G | This Allen Bradley PowerFlex 70 is a 3.7 (5.0) kW(Hp) AC Drive. This PF 70 comes with Standard Control, a Full Numeric LCD, and w/Brake. This AB VFD is Frame size B and powered with 480V AC 3 Phase and 3 Amps. | 100
69947 | 20AD8P0A3AYNADC1 | G | This Allen Bradley PowerFlex 70 is a 3.7 (5.0) kW(Hp) AC Drive. This PF 70 comes with Enhanced Control, a Full Numeric LCD, and w/Brake. This AB VFD is Frame size B and powered with 480V AC 3 Phase and 3 Amps. | 98.5714
69810 | 20AD8P0A3AYNAENN | G | This Allen Bradley PowerFlex 70 is a 3.7 (5.0) kW(Hp) AC Drive. This PF 70 comes with Standard Control, a Full Numeric LCD, and w/Brake. This AB VFD is Frame size B and powered with 480V AC 3 Phase and 3 Amps. | 100
69714 | 20AD8P0A3AYNANC0 | G | This Allen Bradley PowerFlex 70 is a 3.7 (5.0) kW(Hp) AC Drive. This PF 70 comes with Enhanced Control, a Full Numeric LCD, and w/Brake. This AB VFD is Frame size B and powered with 480V AC 3 Phase and 3 Amps. | 100
69708 | 20AD8P0A3AYNANNN | G | This Allen Bradley PowerFlex 70 is a 3.7 (5.0) kW(Hp) AC Drive. This PF 70 comes with Standard Control, a Full Numeric LCD, and w/Brake. This AB VFD is Frame size B and powered with 480V AC 3 Phase and 3 Amps. | 100
69809 | 20AD8P0A3AYNARNN | G | This Allen Bradley PowerFlex 70 is a 3.7 (5.0) kW(Hp) AC Drive. This PF 70 comes with Standard Control, a Full Numeric LCD, and w/Brake. This AB VFD is Frame size B and powered with 480V AC 3 Phase and 3 Amps. | 100
69695 | 20AD8P0A3AYNNCC0 | G | This Allen Bradley PowerFlex 70 is a 3.7 (5.0) kW(Hp) AC Drive. This PF 70 comes with Enhanced Control, a Full Numeric LCD, and w/Brake. This AB VFD is Frame size B and powered with 480V AC 3 Phase and 3 Amps. | 100
69775 | 20AD8P0A3AYNNCG0 | G | This Allen Bradley PowerFlex 70 is a 3.7 (5.0) kW(Hp) AC Drive. This PF 70 comes with Enhanced Control, a Full Numeric LCD, and w/Brake. This AB VFD is Frame size B and powered with 480V AC 3 Phase and 3 Amps. | 100
69808 | 20AD8P0A3AYNNDNN | G | This Allen Bradley PowerFlex 70 is a 3.7 (5.0) kW(Hp) AC Drive. This PF 70 comes with Standard Control, a Full Numeric LCD, and w/Brake. This AB VFD is Frame size B and powered with 480V AC 3 Phase and 3 Amps. | 100
69713 | 20AD8P0A3AYNNEG0 | G | This Allen Bradley PowerFlex 70 is a 3.7 (5.0) kW(Hp) AC Drive. This PF 70 comes with Enhanced Control, a Full Numeric LCD, and w/Brake. This AB VFD is Frame size B and powered with 480V AC 3 Phase and 3 Amps. | 100
69622 | 20AD8P0A3AYNNENN | G | This Allen Bradley PowerFlex 70 is a 3.7 (5.0) kW(Hp) AC Drive. This PF 70 comes with Standard Control, a Full Numeric LCD, and w/Brake. This AB VFD is Frame size B and powered with 480V AC 3 Phase and 3 Amps. | 100
69627 | 20AD8P0A3AYNNNC0 | G | This Allen Bradley PowerFlex 70 is a 3.7 (5.0) kW(Hp) AC Drive. This PF 70 comes with Enhanced Control, a Full Numeric LCD, and w/Brake. This AB VFD is Frame size B and powered with 480V AC 3 Phase and 3 Amps. | 100
69234 | 20AD8P0A3AYNNNNN | G | This Allen Bradley PowerFlex 70 is a 3.7 (5.0) kW(Hp) AC Drive. This PF 70 comes with Standard Control, a Full Numeric LCD, and w/Brake. This AB VFD is Frame size B and powered with 480V AC 3 Phase and 3 Amps. | 100
69712 | 20AD8P0A3AYNNRC0 | G | This Allen Bradley PowerFlex 70 is a 3.7 (5.0) kW(Hp) AC Drive. This PF 70 comes with Enhanced Control, a Full Numeric LCD, and w/Brake. This AB VFD is Frame size B and powered with 480V AC 3 Phase and 3 Amps. | 100
69807 | 20AD8P0A3AYNNRNN | G | This Allen Bradley PowerFlex 70 is a 3.7 (5.0) kW(Hp) AC Drive. This PF 70 comes with Standard Control, a Full Numeric LCD, and w/Brake. This AB VFD is Frame size B and powered with 480V AC 3 Phase and 3 Amps. | 100
69757 | 20AD8P0A3AYYNEC0 | G | This Allen Bradley PowerFlex 70 is a 3.7 (5.0) kW(Hp) AC Drive. This PF 70 comes with Enhanced Control, a Full Numeric LCD, and w/Brake. This AB VFD is Frame size B and powered with 480V AC 3 Phase and 3 Amps. | 100
69644 | 20AD8P0A3AYYNNC0 | G | This Allen Bradley PowerFlex 70 is a 3.7 (5.0) kW(Hp) AC Drive. This PF 70 comes with Enhanced Control, a Full Numeric LCD, and w/Brake. This AB VFD is Frame size B and powered with 480V AC 3 Phase and 3 Amps. | 100
69646 | 20AD8P0A3AYYNNNN | G | This Allen Bradley PowerFlex 70 is a 3.7 (5.0) kW(Hp) AC Drive. This PF 70 comes with Standard Control, a Full Numeric LCD, and w/Brake. This AB VFD is Frame size B and powered with 480V AC 3 Phase and 3 Amps. | 100
69806 | 20AD8P0A3NYNADN0 | G | This Allen Bradley PowerFlex 70 is a 3.7 (5.0) kW(Hp) AC Drive. This PF 70 comes with Standard Control, a Full Numeric LCD, and w/Brake. This AB VFD is Frame size B and powered with 480V AC 3 Phase and 3 Amps. | 100
69222 | 20AD8P0AAYNNNC0 | G | This Allen Bradley PowerFlex 70 is a 3.7 (5.0) kW(Hp) AC Drive. This PF 70 comes with Standard Control, a Blank Cover, and w/Brake. This AB VFD is Frame size B and powered with 480V AC 3 Phase and 3 Amps. | 100
69213 | 20AD8P0AYNAEG0 | G | This Allen Bradley PowerFlex 70 is a 3.7 (5.0) kW(Hp) AC Drive. This PF 70 comes with No Feedback - Enhanced Control Feedback, a Blank Cover, and w/Brake. This AB VFD is Frame size B and powered with 480V AC 3 Phase and 3 Amps. | 98.69
69805 | 20AD8P0C0AYNANC0 | G | This Allen Bradley PowerFlex 70 is a 3.7 (5.0) kW(Hp) AC Drive. This PF 70 comes with Enhanced Control, a Blank Cover, and w/Brake. This AB VFD is Frame size B and powered with 480V AC 3 Phase and 3 Amps. | 100
69095 | 20AD8P0C3AYNANC0 | G | This Allen Bradley PowerFlex 70 is a 3.7 (5.0) kW(Hp) AC Drive. This PF 70 comes with Enhanced Control, a Full Numeric LCD, and w/Brake. This AB VFD is Frame size B and powered with 480V AC 3 Phase and 3 Amps. | 100
69475 | 20AD8P0C3AYNANNN | G | This Allen Bradley PowerFlex 70 is a 3.7 (5.0) kW(Hp) AC Drive. This PF 70 comes with Standard Control, a Full Numeric LCD, and w/Brake. This AB VFD is Frame size B and powered with 480V AC 3 Phase and 3 Amps. | 100
69094 | 20AD8P0C3AYNNNC0 | G | This Allen Bradley PowerFlex 70 is a 3.7 (5.0) kW(Hp) AC Drive. This PF 70 comes with Enhanced Control, a Full Numeric LCD, and w/Brake. This AB VFD is Frame size B and powered with 480V AC 3 Phase and 3 Amps. | 100
69626 | 20AD8P0C3AYNNNNN | G | This Allen Bradley PowerFlex 70 is a 3.7 (5.0) kW(Hp) AC Drive. This PF 70 comes with Standard Control, a Full Numeric LCD, and w/Brake. This AB VFD is Frame size B and powered with 480V AC 3 Phase and 3 Amps. | 100
69946 | 20AD8P0C3AYYANC1 | G | This Allen Bradley PowerFlex 70 is a 3.7 (5.0) kW(Hp) AC Drive. This PF 70 comes with Enhanced Control, a Full Numeric LCD, and w/Brake. This AB VFD is Frame size B and powered with 480V AC 3 Phase and 3 Amps. | 100
69804 | 20AD8P0F0AYNAEG0 | G | This Allen Bradley PowerFlex 70 is a 3.7 (5.0) kW(Hp) AC Drive. This PF 70 comes with Enhanced Control, a Blank Cover, and w/Brake. This AB VFD is Frame size B and powered with 480V AC 3 Phase and 3 Amps. | 100
69093 | 20AD8P0F0AYNANC0 | G | This Allen Bradley PowerFlex 70 is a 3.7 (5.0) kW(Hp) AC Drive. This PF 70 comes with Enhanced Control, a Blank Cover, and w/Brake. This AB VFD is Frame size B and powered with 480V AC 3 Phase and 3 Amps. | 100
69228 | 20AD8P0F0AYNANN | G | This Allen Bradley PowerFlex 70 is a 3.7 (5.0) kW(Hp) AC Drive. This PF 70 comes with Standard Control, a Blank Cover, and w/Brake. This AB VFD is Frame size B and powered with 480V AC 3 Phase and 3 Amps. | 100
69190 | 20AD8P0F0AYNNNC0 | G | This Allen Bradley PowerFlex 70 is a 3.7 (5.0) kW(Hp) AC Drive. This PF 70 comes with Enhanced Control, a Blank Cover, and w/Brake. This AB VFD is Frame size B and powered with 480V AC 3 Phase and 3 Amps. | 100
69621 | 20AD8P0F1AYNANNN | G | This Allen Bradley PowerFlex 70 is a 3.7 (5.0) kW(Hp) AC Drive. This PF 70 comes with Standard Control, a Blank Cover, and w/Brake. This AB VFD is Frame size B and powered with 480V AC 3 Phase and 3 Amps. | 100
69464 | 20AD8P0F5AYYNNNN | G | This Allen Bradley PowerFlex 70 is a 3.7 (5.0) kW(Hp) AC Drive. This PF 70 comes with Standard Control, a Prog. Only LCD, and w/Brake. This AB VFD is Frame size B and powered with 480V AC 3 Phase and 3 Amps. | 98.5577
69092 | 20AE011A0AYNNNC0 | G | This Allen Bradley PowerFlex 70 is a 7.5 (10) kW(Hp) AC Drive. This PF 70 comes with Enhanced Control, a Blank Cover, and w/Brake. This AB VFD is Frame size C and powered with 600V AC 3 Phase and 3 Amps. | 99.5098
70194 | 20AE011A0AYNNNNN | G | This Allen Bradley PowerFlex 70 is a 7.5 (10) kW(Hp) AC Drive. This PF 70 comes with Standard Control, a Blank Cover, and w/Brake. This AB VFD is Frame size C and powered with 600V AC 3 Phase and 3 Amps. | 98.5294
69091 | 20AE011C3AYNNNC0 | G | This Allen Bradley PowerFlex 70 is a 7.5 (10) kW(Hp) AC Drive. This PF 70 comes with Enhanced Control, a Full Numeric LCD, and w/Brake. This AB VFD is Frame size C and powered with 600V AC 3 Phase and 3 Amps. | 99.5215
69090 | 20AE011F0AYNNNC0 | G | This Allen Bradley PowerFlex 70 is a 7.5 (10) kW(Hp) AC Drive. This PF 70 comes with Enhanced Control, a Blank Cover, and w/Brake. This AB VFD is Frame size C and powered with 600V AC 3 Phase and 3 Amps. | 100
69189 | 20AE017A0AYNNNC0 | G | This Allen Bradley PowerFlex 70 is a 11 (15) kW(Hp) AC Drive. This PF 70 comes with Enhanced Control, a Blank Cover, and w/Brake. This AB VFD is Frame size D and powered with 600V AC 3 Phase and 3 Amps. | 100
70182 | 20AE017A0AYNNNNN | G | This Allen Bradley PowerFlex 70 is a 11 (15) kW(Hp) AC Drive. This PF 70 comes with Standard Control, a Blank Cover, and w/Brake. This AB VFD is Frame size D and powered with 600V AC 3 Phase and 3 Amps. | 98.5222
70193 | 20AE017A3AYNNNNN | G | This Allen Bradley PowerFlex 70 is a 11 (15) kW(Hp) AC Drive. This PF 70 comes with Standard Control, a Full Numeric LCD, and w/Brake. This AB VFD is Frame size D and powered with 600V AC 3 Phase and 3 Amps. | 96.8974
70167 | 20AE017ADAYNNNC0 | G | This Allen Bradley PowerFlex 70 is a 11 (15) kW(Hp) AC Drive. This PF 70 comes with Enhanced Control, a Blank Cover, and w/Brake. This AB VFD is Frame size D and powered with 600V AC 3 Phase and 3 Amps. | 97.5369
69089 | 20AE017C3AYNNNC0 | G | This Allen Bradley PowerFlex 70 is a 11 (15) kW(Hp) AC Drive. This PF 70 comes with Enhanced Control, a Full Numeric LCD, and w/Brake. This AB VFD is Frame size D and powered with 600V AC 3 Phase and 3 Amps. | 99.5192
69088 | 20AE017F0AYNNNC0 | G | This Allen Bradley PowerFlex 70 is a 11 (15) kW(Hp) AC Drive. This PF 70 comes with Enhanced Control, a Blank Cover, and w/Brake. This AB VFD is Frame size D and powered with 600V AC 3 Phase and 3 Amps. | 100
69087 | 20AE022A0AYNNNC0 | G | This Allen Bradley PowerFlex 70 is a 15 (20) kW(Hp) AC Drive. This PF 70 comes with Enhanced Control, a Blank Cover, and w/Brake. This AB VFD is Frame size D and powered with 600V AC 3 Phase and 3 Amps. | 99.5074
70195 | 20AE022A0AYNNNNN | G | This Allen Bradley PowerFlex 70 is a 15 (20) kW(Hp) AC Drive. This PF 70 comes with Standard Control, a Blank Cover, and w/Brake. This AB VFD is Frame size D and powered with 600V AC 3 Phase and 3 Amps. | 98.0392
69086 | 20AE022C3AYNNNC0 | G | This Allen Bradley PowerFlex 70 is a 15 (20) kW(Hp) AC Drive. This PF 70 comes with Enhanced Control, a Full Numeric LCD, and w/Brake. This AB VFD is Frame size D and powered with 600V AC 3 Phase and 3 Amps. | 99.5192
69085 | 20AE022F0AYNNNC0 | G | This Allen Bradley PowerFlex 70 is a 15 (20) kW(Hp) AC Drive. This PF 70 comes with Enhanced Control, a Blank Cover, and w/Brake. This AB VFD is Frame size D and powered with 600V AC 3 Phase and 3 Amps. | 100
69084 | 20AE027A0AYNNNC0 | G | This Allen Bradley PowerFlex 70 is a 18.5 (25) kW(Hp) AC Drive. This PF 70 comes with Enhanced Control, a Blank Cover, and w/Brake. This AB VFD is Frame size D and powered with 600V AC 3 Phase and 3 Amps. | 99.5122
69083 | 20AE027C3AYNNNC0 | G | This Allen Bradley PowerFlex 70 is a 18.5 (25) kW(Hp) AC Drive. This PF 70 comes with Enhanced Control, a Full Numeric LCD, and w/Brake. This AB VFD is Frame size D and powered with 600V AC 3 Phase and 3 Amps. | 99.5238
69082 | 20AE027F0AYNNNC0 | G | This Allen Bradley PowerFlex 70 is a 18.5 (25) kW(Hp) AC Drive. This PF 70 comes with Enhanced Control, a Blank Cover, and w/Brake. This AB VFD is Frame size D and powered with 600V AC 3 Phase and 3 Amps. | 100
69081 | 20AE032A0AYNNNC0 | G | This Allen Bradley PowerFlex 70 is a 22 (30) kW(Hp) AC Drive. This PF 70 comes with Enhanced Control, a Blank Cover, and w/Brake. This AB VFD is Frame size D and powered with 600V AC 3 Phase and 3 Amps. | 99.5074
69080 | 20AE032C3AYNNNC0 | G | This Allen Bradley PowerFlex 70 is a 22 (30) kW(Hp) AC Drive. This PF 70 comes with Enhanced Control, a Full Numeric LCD, and w/Brake. This AB VFD is Frame size D and powered with 600V AC 3 Phase and 3 Amps. | 99.5192
69079 | 20AE032F0AYNNNC0 | G | This Allen Bradley PowerFlex 70 is a 22 (30) kW(Hp) AC Drive. This PF 70 comes with Enhanced Control, a Blank Cover, and w/Brake. This AB VFD is Frame size D and powered with 600V AC 3 Phase and 3 Amps. | 100
69078 | 20AE041A0AYNANC0 | G | This Allen Bradley PowerFlex 70 is a 30 (40) kW(Hp) AC Drive. This PF 70 comes with Enhanced Control, a Blank Cover, and w/Brake. This AB VFD is Frame size E and powered with 600V AC 3 Phase and 3 Amps. | 100
69077 | 20AE041C3AYNANC0 | G | This Allen Bradley PowerFlex 70 is a 30 (40) kW(Hp) AC Drive. This PF 70 comes with Enhanced Control, a Full Numeric LCD, and w/Brake. This AB VFD is Frame size E and powered with 600V AC 3 Phase and 3 Amps. | 100
69188 | 20AE041F0AYNANC0 | G | This Allen Bradley PowerFlex 70 is a 30 (40) kW(Hp) AC Drive. This PF 70 comes with Enhanced Control, a Blank Cover, and w/Brake. This AB VFD is Frame size E and powered with 600V AC 3 Phase and 3 Amps. | 99.5074
69187 | 20AE041G3AYNANC0 | G | This Allen Bradley PowerFlex 70 is a 30 (40) kW(Hp) AC Drive. This PF 70 comes with Enhanced Control, a Full Numeric LCD, and w/Brake. This AB VFD is Frame size E and powered with 600V AC 3 Phase and 3 Amps. | 99.5192
69076 | 20AE052A0AYNANC0 | G | This Allen Bradley PowerFlex 70 is a 37 (50) kW(Hp) AC Drive. This PF 70 comes with Enhanced Control, a Blank Cover, and w/Brake. This AB VFD is Frame size E and powered with 600V AC 3 Phase and 3 Amps. | 99.5074
69075 | 20AE052C3AYNANC0 | G | This Allen Bradley PowerFlex 70 is a 37 (50) kW(Hp) AC Drive. This PF 70 comes with Enhanced Control, a Full Numeric LCD, and w/Brake. This AB VFD is Frame size E and powered with 600V AC 3 Phase and 3 Amps. | 99.5192
69074 | 20AE052F0AYNANC0 | G | This Allen Bradley PowerFlex 70 is a 37 (50) kW(Hp) AC Drive. This PF 70 comes with Enhanced Control, a Blank Cover, and w/Brake. This AB VFD is Frame size E and powered with 600V AC 3 Phase and 3 Amps. | 100
69073 | 20AE052G3AYNANC0 | G | This Allen Bradley PowerFlex 70 is a 37 (50) kW(Hp) AC Drive. This PF 70 comes with Enhanced Control, a Full Numeric LCD, and w/Brake. This AB VFD is Frame size E and powered with 600V AC 3 Phase and 3 Amps. | 100
69186 | 20AE0P9A0AYNNNC0 | G | This Allen Bradley PowerFlex 70 is a 0.37 (0.5) kW(Hp) AC Drive. This PF 70 comes with Enhanced Control, a Blank Cover, and w/Brake. This AB VFD is Frame size A and powered with 600V AC 3 Phase and 3 Amps. | 100
70192 | 20AE0P9A0AYNNNNN | G | This Allen Bradley PowerFlex 70 is a 0.37 (0.5) kW(Hp) AC Drive. This PF 70 comes with Standard Control, a Blank Cover, and w/Brake. This AB VFD is Frame size A and powered with 600V AC 3 Phase and 3 Amps. | 99.0291
70166 | 20AE0P9A3AYNNNNN | G | This Allen Bradley PowerFlex 70 is a 0.37 (0.5) kW(Hp) AC Drive. This PF 70 comes with Standard Control, a Full Numeric LCD, and w/Brake. This AB VFD is Frame size A and powered with 600V AC 3 Phase and 3 Amps. | 100
69185 | 20AE0P9C3AYNNNC0 | G | This Allen Bradley PowerFlex 70 is a 0.37 (0.5) kW(Hp) AC Drive. This PF 70 comes with Enhanced Control, a Full Numeric LCD, and w/Brake. This AB VFD is Frame size A and powered with 600V AC 3 Phase and 3 Amps. | 100
69072 | 20AE0P9F0AYNNNC0 | G | This Allen Bradley PowerFlex 70 is a 0.37 (0.5) kW(Hp) AC Drive. This PF 70 comes with Enhanced Control, a Blank Cover, and w/Brake. This AB VFD is Frame size A and powered with 600V AC 3 Phase and 3 Amps. | 100
69071 | 20AE1P7A0AYNNNC0 | G | This Allen Bradley PowerFlex 70 is a 0.75 (1.0) kW(Hp) AC Drive. This PF 70 comes with Enhanced Control, a Blank Cover, and w/Brake. This AB VFD is Frame size A and powered with 600V AC 3 Phase and 3 Amps. | 99.5146
70181 | 20AE1P7A0AYNNNNN | G | This Allen Bradley PowerFlex 70 is a 0.75 (1.0) kW(Hp) AC Drive. This PF 70 comes with Standard Control, a Blank Cover, and w/Brake. This AB VFD is Frame size A and powered with 600V AC 3 Phase and 3 Amps. | 99.0291
70179 | 20AE1P7A1AYNNNNN | G | This Allen Bradley PowerFlex 70 is a 0.75 (1.0) kW(Hp) AC Drive. This PF 70 comes with Standard Control, a Blank Cover, and w/Brake. This AB VFD is Frame size A and powered with 600V AC 3 Phase and 3 Amps. | 100
70178 | 20AE1P7A3AYNNNC0 | G | This Allen Bradley PowerFlex 70 is a 0.75 (1.0) kW(Hp) AC Drive. This PF 70 comes with Enhanced Control, a Full Numeric LCD, and w/Brake. This AB VFD is Frame size A and powered with 600V AC 3 Phase and 3 Amps. | 99.0521
70191 | 20AE1P7A3AYNNNNN | G | This Allen Bradley PowerFlex 70 is a 0.75 (1.0) kW(Hp) AC Drive. This PF 70 comes with Standard Control, a Full Numeric LCD, and w/Brake. This AB VFD is Frame size A and powered with 600V AC 3 Phase and 3 Amps. | 99.0521
69070 | 20AE1P7C3AYNNNC0 | G | This Allen Bradley PowerFlex 70 is a 0.75 (1.0) kW(Hp) AC Drive. This PF 70 comes with Enhanced Control, a Full Numeric LCD, and w/Brake. This AB VFD is Frame size A and powered with 600V AC 3 Phase and 3 Amps. | 100
69069 | 20AE1P7F0AYNNNC0 | G | This Allen Bradley PowerFlex 70 is a 0.75 (1.0) kW(Hp) AC Drive. This PF 70 comes with Enhanced Control, a Blank Cover, and w/Brake. This AB VFD is Frame size A and powered with 600V AC 3 Phase and 3 Amps. | 100
69068 | 20AE2P7A0AYNNNC0 | G | This Allen Bradley PowerFlex 70 is a 1.5 (2.0) kW(Hp) AC Drive. This PF 70 comes with Enhanced Control, a Blank Cover, and w/Brake. This AB VFD is Frame size A and powered with 600V AC 3 Phase and 3 Amps. | 99.5122
70177 | 20AE2P7A0AYNNNNN | G | This Allen Bradley PowerFlex 70 is a 1.5 (2.0) kW(Hp) AC Drive. This PF 70 comes with Standard Control, a Blank Cover, and w/Brake. This AB VFD is Frame size A and powered with 600V AC 3 Phase and 3 Amps. | 100
70190 | 20AE2P7A0AYNNRNN | G | This Allen Bradley PowerFlex 70 is a 1.5 (2.0) kW(Hp) AC Drive. This PF 70 comes with Standard Control, a Blank Cover, and w/Brake. This AB VFD is Frame size A and powered with 600V AC 3 Phase and 3 Amps. | 99.0196
70165 | 20AE2P7A0YNNNC0 | G | This Allen Bradley PowerFlex 70 is a 1.5 (2.0) kW(Hp) AC Drive. This PF 70 comes with Standard Control, a Blank Cover, and w/Brake. This AB VFD is Frame size A and powered with 600V AC 3 Phase and 3 Amps. | 100
70176 | 20AE2P7A3AYNNNNN | G | This Allen Bradley PowerFlex 70 is a 1.5 (2.0) kW(Hp) AC Drive. This PF 70 comes with Standard Control, a Full Numeric LCD, and w/Brake. This AB VFD is Frame size A and powered with 600V AC 3 Phase and 3 Amps. | 100
70189 | 20AE2P7A3AYNNRNN | G | This Allen Bradley PowerFlex 70 is a 1.5 (2.0) kW(Hp) AC Drive. This PF 70 comes with Standard Control, a Full Numeric LCD, and w/Brake. This AB VFD is Frame size A and powered with 600V AC 3 Phase and 3 Amps. | 98.8124
69067 | 20AE2P7C3AYNNNC0 | G | This Allen Bradley PowerFlex 70 is a 1.5 (2.0) kW(Hp) AC Drive. This PF 70 comes with Enhanced Control, a Full Numeric LCD, and w/Brake. This AB VFD is Frame size A and powered with 600V AC 3 Phase and 3 Amps. | 99.5238
69066 | 20AE2P7F0AYNNNC0 | G | This Allen Bradley PowerFlex 70 is a 1.5 (2.0) kW(Hp) AC Drive. This PF 70 comes with Enhanced Control, a Blank Cover, and w/Brake. This AB VFD is Frame size A and powered with 600V AC 3 Phase and 3 Amps. | 100
70175 | 20AE2P7F3AYNNNNN | G | This Allen Bradley PowerFlex 70 is a 1.5 (2.0) kW(Hp) AC Drive. This PF 70 comes with Standard Control, a Full Numeric LCD, and w/Brake. This AB VFD is Frame size A and powered with 600V AC 3 Phase and 3 Amps. | 100
70188 | 20AE2P7F3AYNNRNN | G | This Allen Bradley PowerFlex 70 is a 1.5 (2.0) kW(Hp) AC Drive. This PF 70 comes with Standard Control, a Full Numeric LCD, and w/Brake. This AB VFD is Frame size A and powered with 600V AC 3 Phase and 3 Amps. | 100
69065 | 20AE3P9A0AYNNNC0 | G | This Allen Bradley PowerFlex 70 is a 0.37 (0.5) kW(Hp) AC Drive. This PF 70 comes with Enhanced Control, a Blank Cover, and w/Brake. This AB VFD is Frame size A and powered with 600V AC 3 Phase and 3 Amps. | 100
70174 | 20AE3P9A0AYNNNNN | G | This Allen Bradley PowerFlex 70 is a 0.37 (0.5) kW(Hp) AC Drive. This PF 70 comes with Standard Control, a Blank Cover, and w/Brake. This AB VFD is Frame size A and powered with 600V AC 3 Phase and 3 Amps. | 100
70187 | 20AE3P9A3AYNNNNN | G | This Allen Bradley PowerFlex 70 is a 0.37 (0.5) kW(Hp) AC Drive. This PF 70 comes with Standard Control, a Full Numeric LCD, and w/Brake. This AB VFD is Frame size A and powered with 600V AC 3 Phase and 3 Amps. | 99.0521
70169 | 20AE3P9A3AYYNRNN | G | This Allen Bradley PowerFlex 70 is a 0.37 (0.5) kW(Hp) AC Drive. This PF 70 comes with Standard Control, a Full Numeric LCD, and w/Brake. This AB VFD is Frame size A and powered with 600V AC 3 Phase and 3 Amps. | 100
69064 | 20AE3P9C3AYNNNC0 | G | This Allen Bradley PowerFlex 70 is a 0.37 (0.5) kW(Hp) AC Drive. This PF 70 comes with Enhanced Control, a Full Numeric LCD, and w/Brake. This AB VFD is Frame size A and powered with 600V AC 3 Phase and 3 Amps. | 100
69063 | 20AE3P9F0AYNNNC0 | G | This Allen Bradley PowerFlex 70 is a 0.37 (0.5) kW(Hp) AC Drive. This PF 70 comes with Enhanced Control, a Blank Cover, and w/Brake. This AB VFD is Frame size A and powered with 600V AC 3 Phase and 3 Amps. | 100
70173 | 20AE3P9F3AYNNNNN | G | This Allen Bradley PowerFlex 70 is a 0.37 (0.5) kW(Hp) AC Drive. This PF 70 comes with Standard Control, a Full Numeric LCD, and w/Brake. This AB VFD is Frame size A and powered with 600V AC 3 Phase and 3 Amps. | 100
69062 | 20AE6P1A0AYNNNC0 | G | This Allen Bradley PowerFlex 70 is a 0.37 (0.5) kW(Hp) AC Drive. This PF 70 comes with Enhanced Control, a Blank Cover, and w/Brake. This AB VFD is Frame size A and powered with 600V AC 3 Phase and 3 Amps. | 100
70180 | 20AE6P1A0AYNNNNN | G | This Allen Bradley PowerFlex 70 is a 0.37 (0.5) kW(Hp) AC Drive. This PF 70 comes with Standard Control, a Blank Cover, and w/Brake. This AB VFD is Frame size A and powered with 600V AC 3 Phase and 3 Amps. | 100
70186 | 20AE6P1A3AYNNNC0 | G | This Allen Bradley PowerFlex 70 is a 0.37 (0.5) kW(Hp) AC Drive. This PF 70 comes with Enhanced Control, a Full Numeric LCD, and w/Brake. This AB VFD is Frame size A and powered with 600V AC 3 Phase and 3 Amps. | 99.0521
70172 | 20AE6P1A3AYNNNNN | G | This Allen Bradley PowerFlex 70 is a 0.37 (0.5) kW(Hp) AC Drive. This PF 70 comes with Standard Control, a Full Numeric LCD, and w/Brake. This AB VFD is Frame size A and powered with 600V AC 3 Phase and 3 Amps. | 100
70168 | 20AE6P1A3AYNNRNN | G | This Allen Bradley PowerFlex 70 is a 0.37 (0.5) kW(Hp) AC Drive. This PF 70 comes with Standard Control, a Full Numeric LCD, and w/Brake. This AB VFD is Frame size A and powered with 600V AC 3 Phase and 3 Amps. | 100
69061 | 20AE6P1C3AYNNNC0 | G | This Allen Bradley PowerFlex 70 is a 0.37 (0.5) kW(Hp) AC Drive. This PF 70 comes with Enhanced Control, a Full Numeric LCD, and w/Brake. This AB VFD is Frame size A and powered with 600V AC 3 Phase and 3 Amps. | 100
70185 | 20AE6P1C3AYNNNNN | G | This Allen Bradley PowerFlex 70 is a 0.37 (0.5) kW(Hp) AC Drive. This PF 70 comes with Standard Control, a Full Numeric LCD, and w/Brake. This AB VFD is Frame size A and powered with 600V AC 3 Phase and 3 Amps. | 100
69199 | 20AE6P1F0AYNNNC0 | G | This Allen Bradley PowerFlex 70 is a 0.37 (0.5) kW(Hp) AC Drive. This PF 70 comes with Enhanced Control, a Blank Cover, and w/Brake. This AB VFD is Frame size A and powered with 600V AC 3 Phase and 3 Amps. | 100
69200 | 20AE9P0A0AYNNNC0 | G | This Allen Bradley PowerFlex 70 is a 0.37 (0.5) kW(Hp) AC Drive. This PF 70 comes with Enhanced Control, a Blank Cover, and w/Brake. This AB VFD is Frame size A and powered with 600V AC 3 Phase and 3 Amps. | 100
70171 | 20AE9P0A0AYNNNNN | G | This Allen Bradley PowerFlex 70 is a 0.37 (0.5) kW(Hp) AC Drive. This PF 70 comes with Standard Control, a Blank Cover, and w/Brake. This AB VFD is Frame size A and powered with 600V AC 3 Phase and 3 Amps. | 100
70170 | 20AE9P0A3AYNNNC0 | G | This Allen Bradley PowerFlex 70 is a 0.37 (0.5) kW(Hp) AC Drive. This PF 70 comes with Enhanced Control, a Full Numeric LCD, and w/Brake. This AB VFD is Frame size A and powered with 600V AC 3 Phase and 3 Amps. | 100
70184 | 20AE9P0A3AYNNNNN | G | This Allen Bradley PowerFlex 70 is a 0.37 (0.5) kW(Hp) AC Drive. This PF 70 comes with Standard Control, a Full Numeric LCD, and w/Brake. This AB VFD is Frame size A and powered with 600V AC 3 Phase and 3 Amps. | 100
69201 | 20AE9P0C3AYNNNC0 | G | This Allen Bradley PowerFlex 70 is a 0.37 (0.5) kW(Hp) AC Drive. This PF 70 comes with Enhanced Control, a Full Numeric LCD, and w/Brake. This AB VFD is Frame size A and powered with 600V AC 3 Phase and 3 Amps. | 100
70183 | 20AE9P0C3AYNNNNN | G | This Allen Bradley PowerFlex 70 is a 0.37 (0.5) kW(Hp) AC Drive. This PF 70 comes with Standard Control, a Full Numeric LCD, and w/Brake. This AB VFD is Frame size A and powered with 600V AC 3 Phase and 3 Amps. | 100
69202 | 20AE9P0F0AYNNNC0 | G | This Allen Bradley PowerFlex 70 is a 0.37 (0.5) kW(Hp) AC Drive. This PF 70 comes with Enhanced Control, a Blank Cover, and w/Brake. This AB VFD is Frame size A and powered with 600V AC 3 Phase and 3 Amps. | 99.5146
6878 | 20BB015A0AYNBNC0 | G | This PowerFlex 700 drive is a 240V AC unit with 5 horsepower and has an Enclosure Type of IP20, NEMA/UL Type 1
6879 | 20BB015A0AYNBNC1 | G | This PowerFlex 700 drive is a 240V AC unit with 5 horsepower and has an Enclosure Type of IP20, NEMA/UL Type 1
54419 | 20BB015A3AYNBEC1 | G | This PowerFlex 700 drive is a 240V AC unit with 5 horsepower and has an Enclosure Type of IP20, NEMA/UL Type 1
54418 | 20BB015A3AYNBND0 | G | <p>This PowerFlex 700 drive is a 240V AC unit with 5 horsepower and has an Enclosure Type of IP20, NEMA/UL Type 1</p>
54393 | 20BB015AYYBCA0 | G | This PowerFlex 700 drive is a 240V AC unit with 5 horsepower and has an Enclosure Type of IP20, NEMA/UL Type 1
6880 | 20BB022A0AYNBNC0 | G | This PowerFlex 700 drive is a 240V AC unit with 7.5 horsepower and has an Enclosure Type of IP20, NEMA/UL Type 1
6881 | 20BB022A0AYNBNC0NNBA | G | This PowerFlex 700 drive is a 240V AC unit with 7.5 horsepower and has an Enclosure Type of IP20, NEMA/UL Type 1
6882 | 20BB022A0AYNBNC1 | G | This PowerFlex 700 drive is a 240V AC unit with 7.5 horsepower and has an Enclosure Type of IP20, NEMA/UL Type 1
54402 | 20BB022A0AYNBND0 | G | This PowerFlex 700 drive is a 240V AC unit with 7.5 horsepower and has an Enclosure Type of IP20, NEMA/UL Type 1
54394 | 20BB022A2AYNBND1 | G | This PowerFlex 700 drive is a 240V AC unit with 7.5 horsepower and has an Enclosure Type of IP20, NEMA/UL Type 1
54417 | 20BB022A2AYYBRB0 | G | This PowerFlex 700 drive is a 240V AC unit with 7.5 horsepower and has an Enclosure Type of IP20, NEMA/UL Type 1
54416 | 20BB022A3AYYBCC1 | G | This PowerFlex 700 drive is a 240V AC unit with 7.5 horsepower and has an Enclosure Type of IP20, NEMA/UL Type 1
6883 | 20BB028A0AYNBNC0 | G | This PowerFlex 700 drive is a 240V AC unit with 10 horsepower and has an Enclosure Type of IP20, NEMA/UL Type 1
6884 | 20BB042A0AYNBNC0 | G | This PowerFlex 700 drive is a 240V AC unit with 15 horsepower and has an Enclosure Type of IP20, NEMA/UL Type 1
54407 | 20BB042A0AYNBND0 | G | This PowerFlex 700 drive is a 240V AC unit with 15 horsepower and has an Enclosure Type of IP20, NEMA/UL Type 1
54415 | 20BB042A3AYNBNB0 | G | This PowerFlex 700 drive is a 240V AC unit with 15 horsepower and has an Enclosure Type of IP20, NEMA/UL Type 1
54422 | 20BB042A3AYNBND0NNAD | G | This PowerFlex 700 drive is a 240V AC unit with 15 horsepower and has an Enclosure Type of IP20, NEMA/UL Type 1
6885 | 20BB052A0AYNBNC0 | G | This PowerFlex 700 drive is a 240V AC unit with 20 horsepower and has an Enclosure Type of IP20, NEMA/UL Type 1
54414 | 20BB052A0AYNBND0 | G | This PowerFlex 700 drive is a 240V AC unit with 20 horsepower and has an Enclosure Type of IP20, NEMA/UL Type 1
54413 | 20BB052A0NYNADC1 | G | This PowerFlex 700 drive is a 240V AC unit with 20 horsepower and has an Enclosure Type of IP20, NEMA/UL Type 1
54405 | 20BB052A3AYNAEC1 | G | This PowerFlex 700 drive is a 240V AC unit with 20 horsepower and has an Enclosure Type of IP20, NEMA/UL Type 1
6886 | 20BB070A0ANNANC0 | G | This PowerFlex 700 drive is a 240V AC unit with 25 horsepower and has an Enclosure Type of IP20, NEMA/UL Type 1
6887 | 20BB080A0ANNANC0 | G | This PowerFlex 700 drive is a 240V AC unit with 30 horsepower and has an Enclosure Type of IP20, NEMA/UL Type 1
6888 | 20BB104A0ANNANC0 | G | This PowerFlex 700 drive is a 240V AC unit with 40 horsepower and has an Enclosure Type of IP20, NEMA/UL Type 1
54399 | 20BB104A3AYNANC0 | G | This PowerFlex 700 drive is a 240V AC unit with 40 horsepower and has an Enclosure Type of IP20, NEMA/UL Type 1
6889 | 20BB130A0ANNANC0 | G | This PowerFlex 700 drive is a 240V AC unit with 50 horsepower and has an Enclosure Type of IP20, NEMA/UL Type 1
54412 | 20BB130A0AYNAND0 | G | This PowerFlex 700 drive is a 240V AC unit with 50 horsepower and has an Enclosure Type of IP20, NEMA/UL Type 1
6890 | 20BB154A0ANNANC0 | G | This PowerFlex 700 drive is a 240V AC unit with 60 horsepower and has an Enclosure Type of IP20, NEMA/UL Type 1
6891 | 20BB192A0ANNANC0 | G | This PowerFlex 700 drive is a 240V AC unit with 75 horsepower and has an Enclosure Type of IP20, NEMA/UL Type 1
6892 | 20BB260A0ANNANC0 | G | This PowerFlex 700 drive is a 240V AC unit with 100 horsepower and has an Enclosure Type of IP20, NEMA/UL Type 1
6893 | 20BB2P2A0AYNBNC0 | G | This PowerFlex 700 drive is a 240V AC unit with 0.5 horsepower and has an Enclosure Type of IP20, NEMA/UL Type 1
54397 | 20BB2P2A0AYNBNC1 | G | This PowerFlex 700 drive is a 240V AC unit with 0.5 horsepower and has an Enclosure Type of IP20, NEMA/UL Type 1
54406 | 20BB2P2A3AYNBDC0 | G | This PowerFlex 700 drive is a 240V AC unit with 0.5 horsepower and has an Enclosure Type of IP20, NEMA/UL Type 1
54411 | 20BB2P2A3AYNBNC0 | G | This PowerFlex 700 drive is a 240V AC unit with 0.5 horsepower and has an Enclosure Type of IP20, NEMA/UL Type 1
54395 | 20BB2P2A3AYNBNC1 | G | This PowerFlex 700 drive is a 240V AC unit with 0.5 horsepower and has an Enclosure Type of IP20, NEMA/UL Type 1
54410 | 20BB2P2A3AYYBEC1 | G | This PowerFlex 700 drive is a 240V AC unit with 0.5 horsepower and has an Enclosure Type of IP20, NEMA/UL Type 1
6894 | 20BB4P2A0AYNBNC0 | G | This PowerFlex 700 drive is a 240V AC unit with 1 horsepower and has an Enclosure Type of IP20, NEMA/UL Type 1
54401 | 20BB4P2A0AYNBND0 | G | This PowerFlex 700 drive is a 240V AC unit with 1 horsepower and has an Enclosure Type of IP20, NEMA/UL Type 1
6895 | 20BB6P8A0AYNBNC0 | G | This PowerFlex 700 drive is a 240V AC unit with 2 horsepower and has an Enclosure Type of IP20, NEMA/UL Type 1
54421 | 20BB6P8A0AYNBND0NNAE | G | This PowerFlex 700 drive is a 240V AC unit with 2 horsepower and has an Enclosure Type of IP20, NEMA/UL Type 1
54396 | 20BB6P8A0AYNBND1 | G | This PowerFlex 700 drive is a 240V AC unit with 2 horsepower and has an Enclosure Type of IP20, NEMA/UL Type 1
54400 | 20BB6P8A3AYNBCC1 | G | This PowerFlex 700 drive is a 240V AC unit with 2 horsepower and has an Enclosure Type of IP20, NEMA/UL Type 1
6896 | 20BB9P6A0AYNBNC0 | G | This PowerFlex 700 drive is a 240V AC unit with 3 horsepower and has an Enclosure Type of IP20, NEMA/UL Type 1
54398 | 20BB9P6A0AYNBND0 | G | This PowerFlex 700 drive is a 240V AC unit with 3 horsepower and has an Enclosure Type of IP20, NEMA/UL Type 1
54403 | 20BB9P6A3AYNBEC0 | G | This PowerFlex 700 drive is a 240V AC unit with 3 horsepower and has an Enclosure Type of IP20, NEMA/UL Type 1
54404 | 20BB9P6A3AYNBNC0 | G | This PowerFlex 700 drive is a 240V AC unit with 3 horsepower and has an Enclosure Type of IP20, NEMA/UL Type 1
54408 | 20BB9P6A3AYNBNC1 | G | This PowerFlex 700 drive is a 240V AC unit with 3 horsepower and has an Enclosure Type of IP20, NEMA/UL Type 1
54420 | 20BB9P6A3AYNBND1 | G | This PowerFlex 700 drive is a 240V AC unit with 3 horsepower and has an Enclosure Type of IP20, NEMA/UL Type 1
54409 | 20BB9P6A5AYNBNC0 | G | This PowerFlex 700 drive is a 240V AC unit with 3 horsepower and has an Enclosure Type of IP20, NEMA/UL Type 1
54476 | 20BC011A0AYNANA0 | G | This PowerFlex 700 drive is a 400V AC unit with 5.5 kW and has an Enclosure Type of IP20, NEMA/UL Type 1
54500 | 20BC011A0AYNANC0 | G | This PowerFlex 700 drive is a 400V AC unit with 5.5 kW and has an Enclosure Type of IP20, NEMA/UL Type 1
54512 | 20BC011A0AYNANC0NNAD | G | This PowerFlex 700 drive is a 400V AC unit with 5.5 kW and has an Enclosure Type of IP20, NEMA/UL Type 1
54485 | 20BC015A0AYNANA0 | G | This PowerFlex 700 drive is a 400V AC unit with 7.5 kW and has an Enclosure Type of IP20, NEMA/UL Type 1
54486 | 20BC015A0AYNANC0 | G | This PowerFlex 700 drive is a 400V AC unit with 7.5 kW and has an Enclosure Type of IP20, NEMA/UL Type 1
54509 | 20BC015A0AYNANC1 | G | This PowerFlex 700 drive is a 400V AC unit with 7.5 kW and has an Enclosure Type of IP20, NEMA/UL Type 1
54479 | 20BC015A0AYNAND0 | G | This PowerFlex 700 drive is a 400V AC unit with 7.5 kW and has an Enclosure Type of IP20, NEMA/UL Type 1
54499 | 20BC022A0AYNANC0 | G | This PowerFlex 700 drive is a 400V AC unit with 11 kW and has an Enclosure Type of IP20, NEMA/UL Type 1
54498 | 20BC022A3AYNANC0 | G | This PowerFlex 700 drive is a 400V AC unit with 11 kW and has an Enclosure Type of IP20, NEMA/UL Type 1
54502 | 20BC030A0AYNANC0 | G | This PowerFlex 700 drive is a 400V AC unit with 15 kW and has an Enclosure Type of IP20, NEMA/UL Type 1
54511 | 20BC037A0AYNANC0 | G | This PowerFlex 700 drive is a 400V AC unit with 18.5 kW and has an Enclosure Type of IP20, NEMA/UL Type 1
54497 | 20BC037A3AYYANB0 | G | This PowerFlex 700 drive is a 400V AC unit with 18.5 kW and has an Enclosure Type of IP20, NEMA/UL Type 1
54496 | 20BC043A0AYNANC0 | G | This PowerFlex 700 drive is a 400V AC unit with 22 kW and has an Enclosure Type of IP20, NEMA/UL Type 1
54495 | 20BC043A3AYNANA0 | G | This PowerFlex 700 drive is a 400V AC unit with 22 kW and has an Enclosure Type of IP20, NEMA/UL Type 1
54501 | 20BC043A3AYNANC0 | G | This PowerFlex 700 drive is a 400V AC unit with 22 kW and has an Enclosure Type of IP20, NEMA/UL Type 1
54484 | 20BC056A0AYNANA0 | G | This PowerFlex 700 drive is a 400V AC unit with 30 kW and has an Enclosure Type of IP20, NEMA/UL Type 1
54475 | 20BC056A0AYNANC0 | G | This PowerFlex 700 drive is a 400V AC unit with 30 kW and has an Enclosure Type of IP20, NEMA/UL Type 1
54483 | 20BC072A0AYNANC0 | G | This PowerFlex 700 drive is a 400V AC unit with 37 kW and has an Enclosure Type of IP20, NEMA/UL Type 1
54477 | 20BC072A0AYNAND0 | G | This PowerFlex 700 drive is a 400V AC unit with 37 kW and has an Enclosure Type of IP20, NEMA/UL Type 1
54508 | 20BC072A3AYNANC0 | G | This PowerFlex 700 drive is a 400V AC unit with 37 kW and has an Enclosure Type of IP20, NEMA/UL Type 1
54474 | 20BC085A0ANNACC0 | G | This PowerFlex 700 drive is a 400V AC unit with 45 kW and has an Enclosure Type of IP20, NEMA/UL Type 1
54473 | 20BC085A0ANNACD0 | G | This PowerFlex 700 drive is a 400V AC unit with 45 kW and has an Enclosure Type of IP20, NEMA/UL Type 1
54472 | 20BC085A0ANNACN0 | G | This PowerFlex 700 drive is a 400V AC unit with 45 kW and has an Enclosure Type of IP20, NEMA/UL Type 1
54471 | 20BC085A0ANNADC0 | G | This PowerFlex 700 drive is a 400V AC unit with 45 kW and has an Enclosure Type of IP20, NEMA/UL Type 1
54470 | 20BC085A0ANNADD0 | G | This PowerFlex 700 drive is a 400V AC unit with 45 kW and has an Enclosure Type of IP20, NEMA/UL Type 1
54469 | 20BC085A0ANNADN0 | G | This PowerFlex 700 drive is a 400V AC unit with 45 kW and has an Enclosure Type of IP20, NEMA/UL Type 1
54468 | 20BC085A0ANNAEC0 | G | This PowerFlex 700 drive is a 400V AC unit with 45 kW and has an Enclosure Type of IP20, NEMA/UL Type 1
54467 | 20BC085A0ANNAED0 | G | This PowerFlex 700 drive is a 400V AC unit with 45 kW and has an Enclosure Type of IP20, NEMA/UL Type 1
54466 | 20BC085A0ANNAEN0 | G | This PowerFlex 700 drive is a 400V AC unit with 45 kW and has an Enclosure Type of IP20, NEMA/UL Type 1
54465 | 20BC085A0ANNANC0 | G | This PowerFlex 700 drive is a 400V AC unit with 45 kW and has an Enclosure Type of IP20, NEMA/UL Type 1
54464 | 20BC085A0ANNAND0 | G | This PowerFlex 700 drive is a 400V AC unit with 45 kW and has an Enclosure Type of IP20, NEMA/UL Type 1
54463 | 20BC085A0ANNANN0 | G | This PowerFlex 700 drive is a 400V AC unit with 45 kW and has an Enclosure Type of IP20, NEMA/UL Type 1
54494 | 20BC085A0AYNANC0 | G | This PowerFlex 700 drive is a 400V AC unit with 45 kW and has an Enclosure Type of IP20, NEMA/UL Type 1
54462 | 20BC085A0NNNACC0 | G | This PowerFlex 700 drive is a 400V AC unit with 45 kW and has an Enclosure Type of IP20, NEMA/UL Type 1
54461 | 20BC085A0NNNACD0 | G | This PowerFlex 700 drive is a 400V AC unit with 45 kW and has an Enclosure Type of IP20, NEMA/UL Type 1
54460 | 20BC085A0NNNACN0 | G | This PowerFlex 700 drive is a 400V AC unit with 45 kW and has an Enclosure Type of IP20, NEMA/UL Type 1
54459 | 20BC085A0NNNADC0 | G | This PowerFlex 700 drive is a 400V AC unit with 45 kW and has an Enclosure Type of IP20, NEMA/UL Type 1
54458 | 20BC085A0NNNADD0 | G | This PowerFlex 700 drive is a 400V AC unit with 45 kW and has an Enclosure Type of IP20, NEMA/UL Type 1
54457 | 20BC085A0NNNADN0 | G | This PowerFlex 700 drive is a 400V AC unit with 45 kW and has an Enclosure Type of IP20, NEMA/UL Type 1
54456 | 20BC085A0NNNAEC0 | G | This PowerFlex 700 drive is a 400V AC unit with 45 kW and has an Enclosure Type of IP20, NEMA/UL Type 1
54455 | 20BC085A0NNNAED0 | G | This PowerFlex 700 drive is a 400V AC unit with 45 kW and has an Enclosure Type of IP20, NEMA/UL Type 1
54454 | 20BC085A0NNNAEN0 | G | This PowerFlex 700 drive is a 400V AC unit with 45 kW and has an Enclosure Type of IP20, NEMA/UL Type 1
54453 | 20BC085A0NNNANC0 | G | This PowerFlex 700 drive is a 400V AC unit with 45 kW and has an Enclosure Type of IP20, NEMA/UL Type 1
54452 | 20BC085A0NNNAND0 | G | This PowerFlex 700 drive is a 400V AC unit with 45 kW and has an Enclosure Type of IP20, NEMA/UL Type 1
54451 | 20BC085A0NNNANN0 | G | This PowerFlex 700 drive is a 400V AC unit with 45 kW and has an Enclosure Type of IP20, NEMA/UL Type 1
54450 | 20BC085A3ANNACC0 | G | This PowerFlex 700 drive is a 400V AC unit with 45 kW and has an Enclosure Type of IP20, NEMA/UL Type 1
54449 | 20BC085A3ANNACD0 | G | This PowerFlex 700 drive is a 400V AC unit with 45 kW and has an Enclosure Type of IP20, NEMA/UL Type 1
54448 | 20BC085A3ANNACN0 | G | This PowerFlex 700 drive is a 400V AC unit with 45 kW and has an Enclosure Type of IP20, NEMA/UL Type 1
54447 | 20BC085A3ANNADC0 | G | This PowerFlex 700 drive is a 400V AC unit with 45 kW and has an Enclosure Type of IP20, NEMA/UL Type 1
54446 | 20BC085A3ANNADD0 | G | This PowerFlex 700 drive is a 400V AC unit with 45 kW and has an Enclosure Type of IP20, NEMA/UL Type 1
54445 | 20BC085A3ANNADN0 | G | This PowerFlex 700 drive is a 400V AC unit with 45 kW and has an Enclosure Type of IP20, NEMA/UL Type 1
54444 | 20BC085A3ANNAEC0 | G | This PowerFlex 700 drive is a 400V AC unit with 45 kW and has an Enclosure Type of IP20, NEMA/UL Type 1
54443 | 20BC085A3ANNAED0 | G | This PowerFlex 700 drive is a 400V AC unit with 45 kW and has an Enclosure Type of IP20, NEMA/UL Type 1
54442 | 20BC085A3ANNAEN0 | G | This PowerFlex 700 drive is a 400V AC unit with 45 kW and has an Enclosure Type of IP20, NEMA/UL Type 1
54441 | 20BC085A3ANNANC0 | G | This PowerFlex 700 drive is a 400V AC unit with 45 kW and has an Enclosure Type of IP20, NEMA/UL Type 1
54440 | 20BC085A3ANNAND0 | G | This PowerFlex 700 drive is a 400V AC unit with 45 kW and has an Enclosure Type of IP20, NEMA/UL Type 1
54439 | 20BC085A3ANNANN0 | G | This PowerFlex 700 drive is a 400V AC unit with 45 kW and has an Enclosure Type of IP20, NEMA/UL Type 1
54438 | 20BC085A3NNNACC0 | G | This PowerFlex 700 drive is a 400V AC unit with 45 kW and has an Enclosure Type of IP20, NEMA/UL Type 1
54437 | 20BC085A3NNNACD0 | G | This PowerFlex 700 drive is a 400V AC unit with 45 kW and has an Enclosure Type of IP20, NEMA/UL Type 1
54436 | 20BC085A3NNNACN0 | G | This PowerFlex 700 drive is a 400V AC unit with 45 kW and has an Enclosure Type of IP20, NEMA/UL Type 1
54435 | 20BC085A3NNNADC0 | G | This PowerFlex 700 drive is a 400V AC unit with 45 kW and has an Enclosure Type of IP20, NEMA/UL Type 1
54434 | 20BC085A3NNNADD0 | G | This PowerFlex 700 drive is a 400V AC unit with 45 kW and has an Enclosure Type of IP20, NEMA/UL Type 1
54433 | 20BC085A3NNNADN0 | G | This PowerFlex 700 drive is a 400V AC unit with 45 kW and has an Enclosure Type of IP20, NEMA/UL Type 1
54432 | 20BC085A3NNNAEC0 | G | This PowerFlex 700 drive is a 400V AC unit with 45 kW and has an Enclosure Type of IP20, NEMA/UL Type 1
54431 | 20BC085A3NNNAED0 | G | This PowerFlex 700 drive is a 400V AC unit with 45 kW and has an Enclosure Type of IP20, NEMA/UL Type 1
54430 | 20BC085A3NNNAEN0 | G | This PowerFlex 700 drive is a 400V AC unit with 45 kW and has an Enclosure Type of IP20, NEMA/UL Type 1
54429 | 20BC085A3NNNANC0 | G | This PowerFlex 700 drive is a 400V AC unit with 45 kW and has an Enclosure Type of IP20, NEMA/UL Type 1
54428 | 20BC085A3NNNAND0 | G | This PowerFlex 700 drive is a 400V AC unit with 45 kW and has an Enclosure Type of IP20, NEMA/UL Type 1
54427 | 20BC085A3NNNANN0 | G | This PowerFlex 700 drive is a 400V AC unit with 45 kW and has an Enclosure Type of IP20, NEMA/UL Type 1
54487 | 20BC105A0AYNANC0 | G | This PowerFlex 700 drive is a 400V AC unit with 55 kW and has an Enclosure Type of IP20, NEMA/UL Type 1
54426 | 20BC125A0AYNANC0 | G | This PowerFlex 700 drive is a 400V AC unit with 55 kW and has an Enclosure Type of IP20, NEMA/UL Type 1
54507 | 20BC140A0AYNANC0 | G | This PowerFlex 700 drive is a 400V AC unit with 75 kW and has an Enclosure Type of IP20, NEMA/UL Type 1
54506 | 20BC170A0ANNAND0 | G | This PowerFlex 700 drive is a 400V AC unit with 90 kW and has an Enclosure Type of IP20, NEMA/UL Type 1
54505 | 20BC170A0AYNANC0 | G | This PowerFlex 700 drive is a 400V AC unit with 90 kW and has an Enclosure Type of IP20, NEMA/UL Type 1
54504 | 20BC205A0AYNANC0 | G | This PowerFlex 700 drive is a 400V AC unit with 110 kW and has an Enclosure Type of IP20, NEMA/UL Type 1
54503 | 20BC260A0ANNANC0 | G | This PowerFlex 700 drive is a 400V AC unit with 132 kW and has an Enclosure Type of IP20, NEMA/UL Type 1
54481 | 20BC2P1A0AYNANA0 | G | This PowerFlex 700 drive is a 400V AC unit with 0.75 kW and has an Enclosure Type of IP20, NEMA/UL Type 1
54492 | 20BC2P1A0AYNANC0 | G | This PowerFlex 700 drive is a 400V AC unit with 0.75 kW and has an Enclosure Type of IP20, NEMA/UL Type 1
54493 | 20BC2P1A0AYNANC1 | G | This PowerFlex 700 drive is a 400V AC unit with 0.75 kW and has an Enclosure Type of IP20, NEMA/UL Type 1
54424 | 20BC2PA0AYNANC0 | G | This PowerFlex 700 drive is a 400V AC unit with 0.37 kW and has an Enclosure Type of IP20, NEMA/UL Type 1
54478 | 20BC3P5A0AYNANA0 | G | This PowerFlex 700 drive is a 400V AC unit with 1.5 kW and has an Enclosure Type of IP20, NEMA/UL Type 1
54482 | 20BC3P5A0AYNANC0 | G | This PowerFlex 700 drive is a 400V AC unit with 1.5 kW and has an Enclosure Type of IP20, NEMA/UL Type 1
54491 | 20BC5P0A0AYNANC0 | G | This PowerFlex 700 drive is a 400V AC unit with 2.2 kW and has an Enclosure Type of IP20, NEMA/UL Type 1
54490 | 20BC5P0A0AYYANC0 | G | This PowerFlex 700 drive is a 400V AC unit with 2.2 kW and has an Enclosure Type of IP20, NEMA/UL Type 1
54489 | 20BC5P0A3AYYARA0 | G | This PowerFlex 700 drive is a 400V AC unit with 2.2 kW and has an Enclosure Type of IP20, NEMA/UL Type 1
54423 | 20BC5P0AYNANC0 | G | This PowerFlex 700 drive is a 400V AC unit with 2.2 kW and has an Enclosure Type of IP20, NEMA/UL Type 1
54425 | 20BC85A0ANNANA0 | G | This PowerFlex 700 drive is a 400V AC unit with 0.37 kW and has an Enclosure Type of IP20, NEMA/UL Type 1
54488 | 20BC8P7A0AYNANA0 | G | This PowerFlex 700 drive is a 400V AC unit with 4 kW and has an Enclosure Type of IP20, NEMA/UL Type 1
54480 | 20BC8P7A0AYNANC0 | G | This PowerFlex 700 drive is a 400V AC unit with 4 kW and has an Enclosure Type of IP20, NEMA/UL Type 1
54510 | 20BC8P7A3AYNAEC1 | G | This PowerFlex 700 drive is a 400V AC unit with 4 kW and has an Enclosure Type of IP20, NEMA/UL Type 1
55426 | 20BD011A0AYNAEC1 | G | This PowerFlex 700 drive is a 480V AC unit with 7.5 horsepower and has an Enclosure Type of IP20, NEMA/UL Type 1
55329 | 20BD011A0AYNANA0 | G | This PowerFlex 700 drive is a 480V AC unit with 7.5 horsepower and has an Enclosure Type of IP20, NEMA/UL Type 1
55286 | 20BD011A0AYNANB0 | G | This PowerFlex 700 drive is a 480V AC unit with 7.5 horsepower and has an Enclosure Type of IP20, NEMA/UL Type 1
6897 | 20BD011A0AYNANC0 | G | This PowerFlex 700 drive is a 480V AC unit with 7.5 horsepower and has an Enclosure Type of IP20, NEMA/UL Type 1
54521 | 20BD011A0AYNAND | G | This PowerFlex 700 drive is a 480V AC unit with 7.5 horsepower and has an Enclosure Type of IP20, NEMA/UL Type 1
55017 | 20BD011A0AYNAND0 | G | This PowerFlex 700 drive is a 480V AC unit with 7.5 horsepower and has an Enclosure Type of IP20, NEMA/UL Type 1
55175 | 20BD011A0AYNANN0 | G | This PowerFlex 700 drive is a 480V AC unit with 7.5 horsepower and has an Enclosure Type of IP20, NEMA/UL Type 1
55433 | 20BD011A0AYYADD1 | G | This PowerFlex 700 drive is a 480V AC unit with 7.5 horsepower and has an Enclosure Type of IP20, NEMA/UL Type 1
55192 | 20BD011A3AYNACC0 | G | This PowerFlex 700 drive is a 480V AC unit with 7.5 horsepower and has an Enclosure Type of IP20, NEMA/UL Type 1
55322 | 20BD011A3AYNACC1 | G | This PowerFlex 700 drive is a 480V AC unit with 7.5 horsepower and has an Enclosure Type of IP20, NEMA/UL Type 1
55425 | 20BD011A3AYNAEC1 | G | This PowerFlex 700 drive is a 480V AC unit with 7.5 horsepower and has an Enclosure Type of IP20, NEMA/UL Type 1
55012 | 20BD011A3AYNANA0 | G | This PowerFlex 700 drive is a 480V AC unit with 7.5 horsepower and has an Enclosure Type of IP20, NEMA/UL Type 1
55439 | 20BD011A3AYNANAND1 | G | This PowerFlex 700 drive is a 480V AC unit with 7.5 horsepower and has an Enclosure Type of IP20, NEMA/UL Type 1
55321 | 20BD011A3AYNANC0 | G | <p>This PowerFlex 700 drive is a 480V AC unit with 7.5 horsepower and has an Enclosure Type of IP20, NEMA/UL Type 1</p>
55162 | 20BD011A3AYNAND0 | G | This PowerFlex 700 drive is a 480V AC unit with 7.5 horsepower and has an Enclosure Type of IP20, NEMA/UL Type 1
55016 | 20BD011A3AYNAND1 | G | This PowerFlex 700 drive is a 480V AC unit with 7.5 horsepower and has an Enclosure Type of IP20, NEMA/UL Type 1
55320 | 20BD011A3AYYADC1 | G | This PowerFlex 700 drive is a 480V AC unit with 7.5 horsepower and has an Enclosure Type of IP20, NEMA/UL Type 1
55424 | 20BD011A3AYYANC0 | G | This PowerFlex 700 drive is a 480V AC unit with 7.5 horsepower and has an Enclosure Type of IP20, NEMA/UL Type 1
54798 | 20BD011A3AYYAND0 | G | This PowerFlex 700 drive is a 480V AC unit with 7.5 horsepower and has an Enclosure Type of IP20, NEMA/UL Type 1
55423 | 20BD011A3NYNAEC1 | G | This PowerFlex 700 drive is a 480V AC unit with 7.5 horsepower and has an Enclosure Type of IP20, NEMA/UL Type 1
54523 | 20BD0140AYNAND0 | G | This PowerFlex 700 drive is a 480V AC unit with 10 horsepower and has an Enclosure Type of IP20, NEMA/UL Type 1
54515 | 20BD014A0ANAND0 | G | This PowerFlex 700 drive is a 480V AC unit with 10 horsepower and has an Enclosure Type of IP20, NEMA/UL Type 1
55173 | 20BD014A0AYNADC1 | G | This PowerFlex 700 drive is a 480V AC unit with 10 horsepower and has an Enclosure Type of IP20, NEMA/UL Type 1
55422 | 20BD014A0AYNANA0 | G | This PowerFlex 700 drive is a 480V AC unit with 10 horsepower and has an Enclosure Type of IP20, NEMA/UL Type 1
55191 | 20BD014A0AYNANB0 | G | This PowerFlex 700 drive is a 480V AC unit with 10 horsepower and has an Enclosure Type of IP20, NEMA/UL Type 1
6898 | 20BD014A0AYNANC0 | G | This PowerFlex 700 drive is a 480V AC unit with 10 horsepower and has an Enclosure Type of IP20, NEMA/UL Type 1
55172 | 20BD014A0AYNANC1 | G | This PowerFlex 700 drive is a 480V AC unit with 10 horsepower and has an Enclosure Type of IP20, NEMA/UL Type 1
55319 | 20BD014A0AYNAND0 | G | <p>This PowerFlex 700 drive is a 480V AC unit with 10 horsepower and has an Enclosure Type of IP20, NEMA/UL Type 1</p>
55289 | 20BD014A0AYNAND1 | G | This PowerFlex 700 drive is a 480V AC unit with 10 horsepower and has an Enclosure Type of IP20, NEMA/UL Type 1
55160 | 20BD014A0AYNANN0 | G | This PowerFlex 700 drive is a 480V AC unit with 10 horsepower and has an Enclosure Type of IP20, NEMA/UL Type 1
55159 | 20BD014A0AYYAND0 | G | This PowerFlex 700 drive is a 480V AC unit with 10 horsepower and has an Enclosure Type of IP20, NEMA/UL Type 1
55421 | 20BD014A0NYNANA0 | G | This PowerFlex 700 drive is a 480V AC unit with 10 horsepower and has an Enclosure Type of IP20, NEMA/UL Type 1
55171 | 20BD014A0NYNANC0 | G | This PowerFlex 700 drive is a 480V AC unit with 10 horsepower and has an Enclosure Type of IP20, NEMA/UL Type 1
54526 | 20BD014A3ANANB0 | G | This PowerFlex 700 drive is a 480V AC unit with 10 horsepower and has an Enclosure Type of IP20, NEMA/UL Type 1
55420 | 20BD014A3AYNACC0 | G | This PowerFlex 700 drive is a 480V AC unit with 10 horsepower and has an Enclosure Type of IP20, NEMA/UL Type 1
55419 | 20BD014A3AYNADB0 | G | This PowerFlex 700 drive is a 480V AC unit with 10 horsepower and has an Enclosure Type of IP20, NEMA/UL Type 1
55028 | 20BD014A3AYNADN0 | G | This PowerFlex 700 drive is a 480V AC unit with 10 horsepower and has an Enclosure Type of IP20, NEMA/UL Type 1
55021 | 20BD014A3AYNANA0 | G | This PowerFlex 700 drive is a 480V AC unit with 10 horsepower and has an Enclosure Type of IP20, NEMA/UL Type 1
55318 | 20BD014A3AYNANB0 | G | This PowerFlex 700 drive is a 480V AC unit with 10 horsepower and has an Enclosure Type of IP20, NEMA/UL Type 1
55317 | 20BD014A3AYNANC0 | G | This PowerFlex 700 drive is a 480V AC unit with 10 horsepower and has an Enclosure Type of IP20, NEMA/UL Type 1
55288 | 20BD014A3AYNANC1 | G | This PowerFlex 700 drive is a 480V AC unit with 10 horsepower and has an Enclosure Type of IP20, NEMA/UL Type 1
55418 | 20BD014A3AYNAND0 | G | This PowerFlex 700 drive is a 480V AC unit with 10 horsepower and has an Enclosure Type of IP20, NEMA/UL Type 1
55316 | 20BD014A3AYNARB0 | G | This PowerFlex 700 drive is a 480V AC unit with 10 horsepower and has an Enclosure Type of IP20, NEMA/UL Type 1
55022 | 20BD014A3AYYAEC1 | G | This PowerFlex 700 drive is a 480V AC unit with 10 horsepower and has an Enclosure Type of IP20, NEMA/UL Type 1
55417 | 20BD014A4AYNANC0 | G | This PowerFlex 700 drive is a 480V AC unit with 10 horsepower and has an Enclosure Type of IP20, NEMA/UL Type 1
55158 | 20BD022A0AYNACA0 | G | This PowerFlex 700 drive is a 480V AC unit with 15 horsepower and has an Enclosure Type of IP20, NEMA/UL Type 1
55157 | 20BD022A0AYNACB0 | G | This PowerFlex 700 drive is a 480V AC unit with 15 horsepower and has an Enclosure Type of IP20, NEMA/UL Type 1
55156 | 20BD022A0AYNACC0 | G | This PowerFlex 700 drive is a 480V AC unit with 15 horsepower and has an Enclosure Type of IP20, NEMA/UL Type 1
55155 | 20BD022A0AYNACD0 | G | This PowerFlex 700 drive is a 480V AC unit with 15 horsepower and has an Enclosure Type of IP20, NEMA/UL Type 1
55154 | 20BD022A0AYNACN0 | G | This PowerFlex 700 drive is a 480V AC unit with 15 horsepower and has an Enclosure Type of IP20, NEMA/UL Type 1
55153 | 20BD022A0AYNADB0 | G | This PowerFlex 700 drive is a 480V AC unit with 15 horsepower and has an Enclosure Type of IP20, NEMA/UL Type 1
55152 | 20BD022A0AYNADC0 | G | This PowerFlex 700 drive is a 480V AC unit with 15 horsepower and has an Enclosure Type of IP20, NEMA/UL Type 1
55151 | 20BD022A0AYNADD0 | G | This PowerFlex 700 drive is a 480V AC unit with 15 horsepower and has an Enclosure Type of IP20, NEMA/UL Type 1
55150 | 20BD022A0AYNADN0 | G | This PowerFlex 700 drive is a 480V AC unit with 15 horsepower and has an Enclosure Type of IP20, NEMA/UL Type 1
55149 | 20BD022A0AYNAEA0 | G | This PowerFlex 700 drive is a 480V AC unit with 15 horsepower and has an Enclosure Type of IP20, NEMA/UL Type 1
55148 | 20BD022A0AYNAEB0 | G | This PowerFlex 700 drive is a 480V AC unit with 15 horsepower and has an Enclosure Type of IP20, NEMA/UL Type 1
55147 | 20BD022A0AYNAEC0 | G | This PowerFlex 700 drive is a 480V AC unit with 15 horsepower and has an Enclosure Type of IP20, NEMA/UL Type 1
55146 | 20BD022A0AYNAED0 | G | This PowerFlex 700 drive is a 480V AC unit with 15 horsepower and has an Enclosure Type of IP20, NEMA/UL Type 1
55145 | 20BD022A0AYNAEN0 | G | This PowerFlex 700 drive is a 480V AC unit with 15 horsepower and has an Enclosure Type of IP20, NEMA/UL Type 1
55416 | 20BD022A0AYNANA0 | G | This PowerFlex 700 drive is a 480V AC unit with 15 horsepower and has an Enclosure Type of IP20, NEMA/UL Type 1
55144 | 20BD022A0AYNANB0 | G | This PowerFlex 700 drive is a 480V AC unit with 15 horsepower and has an Enclosure Type of IP20, NEMA/UL Type 1
6899 | 20BD022A0AYNANC0 | G | This PowerFlex 700 drive is a 480V AC unit with 15 horsepower and has an Enclosure Type of IP20, NEMA/UL Type 1
55143 | 20BD022A0AYNAND0 | G | This PowerFlex 700 drive is a 480V AC unit with 15 horsepower and has an Enclosure Type of IP20, NEMA/UL Type 1
55432 | 20BD022A0AYNAND1 | G | This PowerFlex 700 drive is a 480V AC unit with 15 horsepower and has an Enclosure Type of IP20, NEMA/UL Type 1
55415 | 20BD022A0AYNANN0 | G | This PowerFlex 700 drive is a 480V AC unit with 15 horsepower and has an Enclosure Type of IP20, NEMA/UL Type 1
55142 | 20BD022A0AYYACA0 | G | This PowerFlex 700 drive is a 480V AC unit with 15 horsepower and has an Enclosure Type of IP20, NEMA/UL Type 1
55141 | 20BD022A0AYYACC0 | G | This PowerFlex 700 drive is a 480V AC unit with 15 horsepower and has an Enclosure Type of IP20, NEMA/UL Type 1
55140 | 20BD022A0AYYACD0 | G | This PowerFlex 700 drive is a 480V AC unit with 15 horsepower and has an Enclosure Type of IP20, NEMA/UL Type 1
55139 | 20BD022A0AYYACN0 | G | This PowerFlex 700 drive is a 480V AC unit with 15 horsepower and has an Enclosure Type of IP20, NEMA/UL Type 1
55138 | 20BD022A0AYYADA0 | G | This PowerFlex 700 drive is a 480V AC unit with 15 horsepower and has an Enclosure Type of IP20, NEMA/UL Type 1
55137 | 20BD022A0AYYADB0 | G | This PowerFlex 700 drive is a 480V AC unit with 15 horsepower and has an Enclosure Type of IP20, NEMA/UL Type 1
55136 | 20BD022A0AYYADC0 | G | This PowerFlex 700 drive is a 480V AC unit with 15 horsepower and has an Enclosure Type of IP20, NEMA/UL Type 1
55135 | 20BD022A0AYYADD0 | G | This PowerFlex 700 drive is a 480V AC unit with 15 horsepower and has an Enclosure Type of IP20, NEMA/UL Type 1
55134 | 20BD022A0AYYADN0 | G | This PowerFlex 700 drive is a 480V AC unit with 15 horsepower and has an Enclosure Type of IP20, NEMA/UL Type 1
55133 | 20BD022A0AYYAEA0 | G | This PowerFlex 700 drive is a 480V AC unit with 15 horsepower and has an Enclosure Type of IP20, NEMA/UL Type 1
55132 | 20BD022A0AYYAEB0 | G | This PowerFlex 700 drive is a 480V AC unit with 15 horsepower and has an Enclosure Type of IP20, NEMA/UL Type 1
55131 | 20BD022A0AYYAEC0 | G | This PowerFlex 700 drive is a 480V AC unit with 15 horsepower and has an Enclosure Type of IP20, NEMA/UL Type 1
55130 | 20BD022A0AYYAED0 | G | This PowerFlex 700 drive is a 480V AC unit with 15 horsepower and has an Enclosure Type of IP20, NEMA/UL Type 1
55129 | 20BD022A0AYYAEN0 | G | This PowerFlex 700 drive is a 480V AC unit with 15 horsepower and has an Enclosure Type of IP20, NEMA/UL Type 1
55128 | 20BD022A0AYYANA0 | G | This PowerFlex 700 drive is a 480V AC unit with 15 horsepower and has an Enclosure Type of IP20, NEMA/UL Type 1
55127 | 20BD022A0AYYANB0 | G | This PowerFlex 700 drive is a 480V AC unit with 15 horsepower and has an Enclosure Type of IP20, NEMA/UL Type 1
55126 | 20BD022A0AYYAND0 | G | This PowerFlex 700 drive is a 480V AC unit with 15 horsepower and has an Enclosure Type of IP20, NEMA/UL Type 1
55340 | 20BD022A0AYYANN0 | G | This PowerFlex 700 drive is a 480V AC unit with 15 horsepower and has an Enclosure Type of IP20, NEMA/UL Type 1
54524 | 20BD022A0YNANC0 | G | This PowerFlex 700 drive is a 480V AC unit with 15 horsepower and has an Enclosure Type of IP20, NEMA/UL Type 1
55414 | 20BD022A3AYNADD0 | G | This PowerFlex 700 drive is a 480V AC unit with 15 horsepower and has an Enclosure Type of IP20, NEMA/UL Type 1
55339 | 20BD022A3AYNAEC1 | G | This PowerFlex 700 drive is a 480V AC unit with 15 horsepower and has an Enclosure Type of IP20, NEMA/UL Type 1
55413 | 20BD022A3AYNAED1 | G | This PowerFlex 700 drive is a 480V AC unit with 15 horsepower and has an Enclosure Type of IP20, NEMA/UL Type 1
55315 | 20BD022A3AYNANC0 | G | <p>This PowerFlex 700 drive is a 480V AC unit with 15 horsepower and has an Enclosure Type of IP20, NEMA/UL Type 1</p>
55412 | 20BD022A3AYNAND0 | G | This PowerFlex 700 drive is a 480V AC unit with 15 horsepower and has an Enclosure Type of IP20, NEMA/UL Type 1
54530 | 20BD022A3AYNARC0 | G | This PowerFlex 700 drive is a 480V AC unit with 15 horsepower and has an Enclosure Type of IP20, NEMA/UL Type 1
54797 | 20BD022A3AYYANC0 | G | This PowerFlex 700 drive is a 480V AC unit with 15 horsepower and has an Enclosure Type of IP20, NEMA/UL Type 1
54519 | 20BD022A3AYYEC0 | G | This PowerFlex 700 drive is a 480V AC unit with 15 horsepower and has an Enclosure Type of IP20, NEMA/UL Type 1
54825 | 20BD027A0AYNACA0 | G | This PowerFlex 700 drive is a 480V AC unit with 20 horsepower and has an Enclosure Type of IP20, NEMA/UL Type 1
54824 | 20BD027A0AYNACC0 | G | This PowerFlex 700 drive is a 480V AC unit with 20 horsepower and has an Enclosure Type of IP20, NEMA/UL Type 1
54823 | 20BD027A0AYNACD0 | G | This PowerFlex 700 drive is a 480V AC unit with 20 horsepower and has an Enclosure Type of IP20, NEMA/UL Type 1
54822 | 20BD027A0AYNACN0 | G | This PowerFlex 700 drive is a 480V AC unit with 20 horsepower and has an Enclosure Type of IP20, NEMA/UL Type 1
54821 | 20BD027A0AYNADA0 | G | This PowerFlex 700 drive is a 480V AC unit with 20 horsepower and has an Enclosure Type of IP20, NEMA/UL Type 1
54820 | 20BD027A0AYNADC0 | G | This PowerFlex 700 drive is a 480V AC unit with 20 horsepower and has an Enclosure Type of IP20, NEMA/UL Type 1
54819 | 20BD027A0AYNADD0 | G | This PowerFlex 700 drive is a 480V AC unit with 20 horsepower and has an Enclosure Type of IP20, NEMA/UL Type 1
54818 | 20BD027A0AYNADN0 | G | This PowerFlex 700 drive is a 480V AC unit with 20 horsepower and has an Enclosure Type of IP20, NEMA/UL Type 1
54817 | 20BD027A0AYNAEA0 | G | This PowerFlex 700 drive is a 480V AC unit with 20 horsepower and has an Enclosure Type of IP20, NEMA/UL Type 1
54816 | 20BD027A0AYNAEC0 | G | This PowerFlex 700 drive is a 480V AC unit with 20 horsepower and has an Enclosure Type of IP20, NEMA/UL Type 1
54815 | 20BD027A0AYNAED0 | G | This PowerFlex 700 drive is a 480V AC unit with 20 horsepower and has an Enclosure Type of IP20, NEMA/UL Type 1
54814 | 20BD027A0AYNAEN0 | G | This PowerFlex 700 drive is a 480V AC unit with 20 horsepower and has an Enclosure Type of IP20, NEMA/UL Type 1
55334 | 20BD027A0AYNANA0 | G | <p>This PowerFlex 700 drive is a 480V AC unit with 20 horsepower and has an Enclosure Type of IP20, NEMA/UL Type 1</p>
55411 | 20BD027A0AYNANB0 | G | This PowerFlex 700 drive is a 480V AC unit with 20 horsepower and has an Enclosure Type of IP20, NEMA/UL Type 1
6900 | 20BD027A0AYNANC0 | G | This PowerFlex 700 drive is a 480V AC unit with 20 horsepower and has an Enclosure Type of IP20, NEMA/UL Type 1
55188 | 20BD027A0AYNAND0 | G | This PowerFlex 700 drive is a 480V AC unit with 20 horsepower and has an Enclosure Type of IP20, NEMA/UL Type 1
55323 | 20BD027A0AYNANN0 | G | This PowerFlex 700 drive is a 480V AC unit with 20 horsepower and has an Enclosure Type of IP20, NEMA/UL Type 1
55027 | 20BD027A0AYYAND0 | G | This PowerFlex 700 drive is a 480V AC unit with 20 horsepower and has an Enclosure Type of IP20, NEMA/UL Type 1
55314 | 20BD027A2AYNANB0 | G | This PowerFlex 700 drive is a 480V AC unit with 20 horsepower and has an Enclosure Type of IP20, NEMA/UL Type 1
55313 | 20BD027A2AYYANB0 | G | This PowerFlex 700 drive is a 480V AC unit with 20 horsepower and has an Enclosure Type of IP20, NEMA/UL Type 1
54525 | 20BD027A3ANAND0 | G | This PowerFlex 700 drive is a 480V AC unit with 20 horsepower and has an Enclosure Type of IP20, NEMA/UL Type 1
54813 | 20BD027A3AYNACA0 | G | This PowerFlex 700 drive is a 480V AC unit with 20 horsepower and has an Enclosure Type of IP20, NEMA/UL Type 1
54812 | 20BD027A3AYNACC0 | G | This PowerFlex 700 drive is a 480V AC unit with 20 horsepower and has an Enclosure Type of IP20, NEMA/UL Type 1
54811 | 20BD027A3AYNACD0 | G | This PowerFlex 700 drive is a 480V AC unit with 20 horsepower and has an Enclosure Type of IP20, NEMA/UL Type 1
54810 | 20BD027A3AYNACN0 | G | This PowerFlex 700 drive is a 480V AC unit with 20 horsepower and has an Enclosure Type of IP20, NEMA/UL Type 1
54809 | 20BD027A3AYNADA0 | G | This PowerFlex 700 drive is a 480V AC unit with 20 horsepower and has an Enclosure Type of IP20, NEMA/UL Type 1
54808 | 20BD027A3AYNADC0 | G | This PowerFlex 700 drive is a 480V AC unit with 20 horsepower and has an Enclosure Type of IP20, NEMA/UL Type 1
54807 | 20BD027A3AYNADD0 | G | This PowerFlex 700 drive is a 480V AC unit with 20 horsepower and has an Enclosure Type of IP20, NEMA/UL Type 1
54806 | 20BD027A3AYNADN0 | G | This PowerFlex 700 drive is a 480V AC unit with 20 horsepower and has an Enclosure Type of IP20, NEMA/UL Type 1
54805 | 20BD027A3AYNAEA0 | G | This PowerFlex 700 drive is a 480V AC unit with 20 horsepower and has an Enclosure Type of IP20, NEMA/UL Type 1
54804 | 20BD027A3AYNAEC0 | G | This PowerFlex 700 drive is a 480V AC unit with 20 horsepower and has an Enclosure Type of IP20, NEMA/UL Type 1
54516 | 20BD027A3AYNAED | G | This PowerFlex 700 drive is a 480V AC unit with 20 horsepower and has an Enclosure Type of IP20, NEMA/UL Type 1
54803 | 20BD027A3AYNAEN0 | G | This PowerFlex 700 drive is a 480V AC unit with 20 horsepower and has an Enclosure Type of IP20, NEMA/UL Type 1
54802 | 20BD027A3AYNANA0 | G | This PowerFlex 700 drive is a 480V AC unit with 20 horsepower and has an Enclosure Type of IP20, NEMA/UL Type 1
55312 | 20BD027A3AYNANB0 | G | This PowerFlex 700 drive is a 480V AC unit with 20 horsepower and has an Enclosure Type of IP20, NEMA/UL Type 1
55410 | 20BD027A3AYNANC1 | G | This PowerFlex 700 drive is a 480V AC unit with 20 horsepower and has an Enclosure Type of IP20, NEMA/UL Type 1
55311 | 20BD027A3AYNAND0 | G | This PowerFlex 700 drive is a 480V AC unit with 20 horsepower and has an Enclosure Type of IP20, NEMA/UL Type 1
54801 | 20BD027A3AYNANN0 | G | This PowerFlex 700 drive is a 480V AC unit with 20 horsepower and has an Enclosure Type of IP20, NEMA/UL Type 1
55169 | 20BD027A3NYNARB0 | G | This PowerFlex 700 drive is a 480V AC unit with 20 horsepower and has an Enclosure Type of IP20, NEMA/UL Type 1
54594 | 20BD034A0AYNACC0 | G | This PowerFlex 700 drive is a 480V AC unit with 25 horsepower and has an Enclosure Type of IP20, NEMA/UL Type 1
54593 | 20BD034A0AYNACD0 | G | This PowerFlex 700 drive is a 480V AC unit with 25 horsepower and has an Enclosure Type of IP20, NEMA/UL Type 1
54592 | 20BD034A0AYNACN0 | G | This PowerFlex 700 drive is a 480V AC unit with 25 horsepower and has an Enclosure Type of IP20, NEMA/UL Type 1
55310 | 20BD034A0AYNADA0 | G | This PowerFlex 700 drive is a 480V AC unit with 25 horsepower and has an Enclosure Type of IP20, NEMA/UL Type 1
54591 | 20BD034A0AYNADC0 | G | This PowerFlex 700 drive is a 480V AC unit with 25 horsepower and has an Enclosure Type of IP20, NEMA/UL Type 1
54590 | 20BD034A0AYNADD0 | G | This PowerFlex 700 drive is a 480V AC unit with 25 horsepower and has an Enclosure Type of IP20, NEMA/UL Type 1
54589 | 20BD034A0AYNADN0 | G | This PowerFlex 700 drive is a 480V AC unit with 25 horsepower and has an Enclosure Type of IP20, NEMA/UL Type 1
54588 | 20BD034A0AYNAEC0 | G | This PowerFlex 700 drive is a 480V AC unit with 25 horsepower and has an Enclosure Type of IP20, NEMA/UL Type 1
54587 | 20BD034A0AYNAED0 | G | This PowerFlex 700 drive is a 480V AC unit with 25 horsepower and has an Enclosure Type of IP20, NEMA/UL Type 1
54586 | 20BD034A0AYNAEN0 | G | This PowerFlex 700 drive is a 480V AC unit with 25 horsepower and has an Enclosure Type of IP20, NEMA/UL Type 1
55409 | 20BD034A0AYNANB0 | G | This PowerFlex 700 drive is a 480V AC unit with 25 horsepower and has an Enclosure Type of IP20, NEMA/UL Type 1
6901 | 20BD034A0AYNANC0 | G | This PowerFlex 700 drive is a 480V AC unit with 25 horsepower and has an Enclosure Type of IP20, NEMA/UL Type 1
55164 | 20BD034A0AYNAND0 | G | This PowerFlex 700 drive is a 480V AC unit with 25 horsepower and has an Enclosure Type of IP20, NEMA/UL Type 1
55408 | 20BD034A0AYNANN0 | G | This PowerFlex 700 drive is a 480V AC unit with 25 horsepower and has an Enclosure Type of IP20, NEMA/UL Type 1
55407 | 20BD034A0NYNACD0 | G | This PowerFlex 700 drive is a 480V AC unit with 25 horsepower and has an Enclosure Type of IP20, NEMA/UL Type 1
55406 | 20BD034A0NYNANA0 | G | This PowerFlex 700 drive is a 480V AC unit with 25 horsepower and has an Enclosure Type of IP20, NEMA/UL Type 1
54585 | 20BD034A3AYNACC0 | G | This PowerFlex 700 drive is a 480V AC unit with 25 horsepower and has an Enclosure Type of IP20, NEMA/UL Type 1
54584 | 20BD034A3AYNACD0 | G | This PowerFlex 700 drive is a 480V AC unit with 25 horsepower and has an Enclosure Type of IP20, NEMA/UL Type 1
54583 | 20BD034A3AYNACN0 | G | This PowerFlex 700 drive is a 480V AC unit with 25 horsepower and has an Enclosure Type of IP20, NEMA/UL Type 1
54582 | 20BD034A3AYNADC0 | G | This PowerFlex 700 drive is a 480V AC unit with 25 horsepower and has an Enclosure Type of IP20, NEMA/UL Type 1
54581 | 20BD034A3AYNADD0 | G | This PowerFlex 700 drive is a 480V AC unit with 25 horsepower and has an Enclosure Type of IP20, NEMA/UL Type 1
54580 | 20BD034A3AYNADN0 | G | This PowerFlex 700 drive is a 480V AC unit with 25 horsepower and has an Enclosure Type of IP20, NEMA/UL Type 1
55277 | 20BD034A3AYNAEC0 | G | This PowerFlex 700 drive is a 480V AC unit with 25 horsepower and has an Enclosure Type of IP20, NEMA/UL Type 1
54579 | 20BD034A3AYNAED0 | G | This PowerFlex 700 drive is a 480V AC unit with 25 horsepower and has an Enclosure Type of IP20, NEMA/UL Type 1
54578 | 20BD034A3AYNAEN0 | G | This PowerFlex 700 drive is a 480V AC unit with 25 horsepower and has an Enclosure Type of IP20, NEMA/UL Type 1
55020 | 20BD034A3AYNANA0 | G | This PowerFlex 700 drive is a 480V AC unit with 25 horsepower and has an Enclosure Type of IP20, NEMA/UL Type 1
55405 | 20BD034A3AYNANB0 | G | This PowerFlex 700 drive is a 480V AC unit with 25 horsepower and has an Enclosure Type of IP20, NEMA/UL Type 1
55019 | 20BD034A3AYNANC0 | G | This PowerFlex 700 drive is a 480V AC unit with 25 horsepower and has an Enclosure Type of IP20, NEMA/UL Type 1
55187 | 20BD034A3AYNAND0 | G | This PowerFlex 700 drive is a 480V AC unit with 25 horsepower and has an Enclosure Type of IP20, NEMA/UL Type 1
55018 | 20BD034A3AYNANN0 | G | This PowerFlex 700 drive is a 480V AC unit with 25 horsepower and has an Enclosure Type of IP20, NEMA/UL Type 1
55276 | 20BD034A3AYNARD0 | G | This PowerFlex 700 drive is a 480V AC unit with 25 horsepower and has an Enclosure Type of IP20, NEMA/UL Type 1
71418 | 20BD034A3AYYARN0 | G | <p>The 20BD034A3AYYARN0 drive is an Allen-Bradley AC drive. The AC drive is used on 3-phase motors.</p>
55404 | 20BD034A3NYNACD0 | G | This PowerFlex 700 drive is a 480V AC unit with 25 horsepower and has an Enclosure Type of IP20, NEMA/UL Type 1
54796 | 20BD040A0AYNACC0 | G | This PowerFlex 700 drive is a 480V AC unit with 30 horsepower and has an Enclosure Type of IP20, NEMA/UL Type 1
54795 | 20BD040A0AYNACD0 | G | This PowerFlex 700 drive is a 480V AC unit with 30 horsepower and has an Enclosure Type of IP20, NEMA/UL Type 1
54794 | 20BD040A0AYNACN0 | G | This PowerFlex 700 drive is a 480V AC unit with 30 horsepower and has an Enclosure Type of IP20, NEMA/UL Type 1
54793 | 20BD040A0AYNADC0 | G | This PowerFlex 700 drive is a 480V AC unit with 30 horsepower and has an Enclosure Type of IP20, NEMA/UL Type 1
54959 | 20BD040A0AYNADD0 | G | This PowerFlex 700 drive is a 480V AC unit with 30 horsepower and has an Enclosure Type of IP20, NEMA/UL Type 1
54792 | 20BD040A0AYNADN0 | G | This PowerFlex 700 drive is a 480V AC unit with 30 horsepower and has an Enclosure Type of IP20, NEMA/UL Type 1
54958 | 20BD040A0AYNAEC0 | G | This PowerFlex 700 drive is a 480V AC unit with 30 horsepower and has an Enclosure Type of IP20, NEMA/UL Type 1
54957 | 20BD040A0AYNAED0 | G | This PowerFlex 700 drive is a 480V AC unit with 30 horsepower and has an Enclosure Type of IP20, NEMA/UL Type 1
54791 | 20BD040A0AYNAEN0 | G | This PowerFlex 700 drive is a 480V AC unit with 30 horsepower and has an Enclosure Type of IP20, NEMA/UL Type 1
6902 | 20BD040A0AYNANC0 | G | This PowerFlex 700 drive is a 480V AC unit with 30 horsepower and has an Enclosure Type of IP20, NEMA/UL Type 1
55294 | 20BD040A0AYNAND0 | G | This PowerFlex 700 drive is a 480V AC unit with 30 horsepower and has an Enclosure Type of IP20, NEMA/UL Type 1
55275 | 20BD040A0AYNANN0 | G | This PowerFlex 700 drive is a 480V AC unit with 30 horsepower and has an Enclosure Type of IP20, NEMA/UL Type 1
55163 | 20BD040A0NYNADA0 | G | This PowerFlex 700 drive is a 480V AC unit with 30 horsepower and has an Enclosure Type of IP20, NEMA/UL Type 1
55125 | 20BD040A3ANNACA0 | G | This PowerFlex 700 drive is a 480V AC unit with 30 horsepower and has an Enclosure Type of IP20, NEMA/UL Type 1
55124 | 20BD040A3ANNACB0 | G | This PowerFlex 700 drive is a 480V AC unit with 30 horsepower and has an Enclosure Type of IP20, NEMA/UL Type 1
55123 | 20BD040A3ANNACC0 | G | This PowerFlex 700 drive is a 480V AC unit with 30 horsepower and has an Enclosure Type of IP20, NEMA/UL Type 1
55122 | 20BD040A3ANNACD0 | G | This PowerFlex 700 drive is a 480V AC unit with 30 horsepower and has an Enclosure Type of IP20, NEMA/UL Type 1
55121 | 20BD040A3ANNACN0 | G | This PowerFlex 700 drive is a 480V AC unit with 30 horsepower and has an Enclosure Type of IP20, NEMA/UL Type 1
55120 | 20BD040A3ANNADA0 | G | This PowerFlex 700 drive is a 480V AC unit with 30 horsepower and has an Enclosure Type of IP20, NEMA/UL Type 1
55119 | 20BD040A3ANNADB0 | G | This PowerFlex 700 drive is a 480V AC unit with 30 horsepower and has an Enclosure Type of IP20, NEMA/UL Type 1
55118 | 20BD040A3ANNADC0 | G | This PowerFlex 700 drive is a 480V AC unit with 30 horsepower and has an Enclosure Type of IP20, NEMA/UL Type 1
55117 | 20BD040A3ANNADD0 | G | This PowerFlex 700 drive is a 480V AC unit with 30 horsepower and has an Enclosure Type of IP20, NEMA/UL Type 1
55116 | 20BD040A3ANNADN0 | G | This PowerFlex 700 drive is a 480V AC unit with 30 horsepower and has an Enclosure Type of IP20, NEMA/UL Type 1
55115 | 20BD040A3ANNAEA0 | G | This PowerFlex 700 drive is a 480V AC unit with 30 horsepower and has an Enclosure Type of IP20, NEMA/UL Type 1
55114 | 20BD040A3ANNAEB0 | G | This PowerFlex 700 drive is a 480V AC unit with 30 horsepower and has an Enclosure Type of IP20, NEMA/UL Type 1
55113 | 20BD040A3ANNAEC0 | G | This PowerFlex 700 drive is a 480V AC unit with 30 horsepower and has an Enclosure Type of IP20, NEMA/UL Type 1
55112 | 20BD040A3ANNAED0 | G | This PowerFlex 700 drive is a 480V AC unit with 30 horsepower and has an Enclosure Type of IP20, NEMA/UL Type 1
55111 | 20BD040A3ANNAEN0 | G | This PowerFlex 700 drive is a 480V AC unit with 30 horsepower and has an Enclosure Type of IP20, NEMA/UL Type 1
55110 | 20BD040A3ANNANA0 | G | This PowerFlex 700 drive is a 480V AC unit with 30 horsepower and has an Enclosure Type of IP20, NEMA/UL Type 1
55109 | 20BD040A3ANNANB0 | G | This PowerFlex 700 drive is a 480V AC unit with 30 horsepower and has an Enclosure Type of IP20, NEMA/UL Type 1
55108 | 20BD040A3ANNANC0 | G | This PowerFlex 700 drive is a 480V AC unit with 30 horsepower and has an Enclosure Type of IP20, NEMA/UL Type 1
55107 | 20BD040A3ANNAND0 | G | This PowerFlex 700 drive is a 480V AC unit with 30 horsepower and has an Enclosure Type of IP20, NEMA/UL Type 1
55106 | 20BD040A3ANNANN0 | G | This PowerFlex 700 drive is a 480V AC unit with 30 horsepower and has an Enclosure Type of IP20, NEMA/UL Type 1
55105 | 20BD040A3ANNARA0 | G | This PowerFlex 700 drive is a 480V AC unit with 30 horsepower and has an Enclosure Type of IP20, NEMA/UL Type 1
55104 | 20BD040A3ANNARB0 | G | This PowerFlex 700 drive is a 480V AC unit with 30 horsepower and has an Enclosure Type of IP20, NEMA/UL Type 1
55103 | 20BD040A3AYNACA0 | G | This PowerFlex 700 drive is a 480V AC unit with 30 horsepower and has an Enclosure Type of IP20, NEMA/UL Type 1
55102 | 20BD040A3AYNACB0 | G | This PowerFlex 700 drive is a 480V AC unit with 30 horsepower and has an Enclosure Type of IP20, NEMA/UL Type 1
54790 | 20BD040A3AYNACC0 | G | This PowerFlex 700 drive is a 480V AC unit with 30 horsepower and has an Enclosure Type of IP20, NEMA/UL Type 1
55101 | 20BD040A3AYNACD0 | G | This PowerFlex 700 drive is a 480V AC unit with 30 horsepower and has an Enclosure Type of IP20, NEMA/UL Type 1
54789 | 20BD040A3AYNACN0 | G | This PowerFlex 700 drive is a 480V AC unit with 30 horsepower and has an Enclosure Type of IP20, NEMA/UL Type 1
55403 | 20BD040A3AYNADA0 | G | This PowerFlex 700 drive is a 480V AC unit with 30 horsepower and has an Enclosure Type of IP20, NEMA/UL Type 1
55100 | 20BD040A3AYNADB0 | G | This PowerFlex 700 drive is a 480V AC unit with 30 horsepower and has an Enclosure Type of IP20, NEMA/UL Type 1
55402 | 20BD040A3AYNADC0 | G | This PowerFlex 700 drive is a 480V AC unit with 30 horsepower and has an Enclosure Type of IP20, NEMA/UL Type 1
54788 | 20BD040A3AYNADD0 | G | This PowerFlex 700 drive is a 480V AC unit with 30 horsepower and has an Enclosure Type of IP20, NEMA/UL Type 1
55099 | 20BD040A3AYNAEA0 | G | This PowerFlex 700 drive is a 480V AC unit with 30 horsepower and has an Enclosure Type of IP20, NEMA/UL Type 1
55098 | 20BD040A3AYNAEB0 | G | This PowerFlex 700 drive is a 480V AC unit with 30 horsepower and has an Enclosure Type of IP20, NEMA/UL Type 1
54787 | 20BD040A3AYNAEC0 | G | This PowerFlex 700 drive is a 480V AC unit with 30 horsepower and has an Enclosure Type of IP20, NEMA/UL Type 1
54786 | 20BD040A3AYNAED0 | G | This PowerFlex 700 drive is a 480V AC unit with 30 horsepower and has an Enclosure Type of IP20, NEMA/UL Type 1
54956 | 20BD040A3AYNAEN0 | G | This PowerFlex 700 drive is a 480V AC unit with 30 horsepower and has an Enclosure Type of IP20, NEMA/UL Type 1
55097 | 20BD040A3AYNANA0 | G | This PowerFlex 700 drive is a 480V AC unit with 30 horsepower and has an Enclosure Type of IP20, NEMA/UL Type 1
55096 | 20BD040A3AYNANB0 | G | This PowerFlex 700 drive is a 480V AC unit with 30 horsepower and has an Enclosure Type of IP20, NEMA/UL Type 1
55015 | 20BD040A3AYNANC0 | G | This PowerFlex 700 drive is a 480V AC unit with 30 horsepower and has an Enclosure Type of IP20, NEMA/UL Type 1
55029 | 20BD040A3AYNAND0 | G | This PowerFlex 700 drive is a 480V AC unit with 30 horsepower and has an Enclosure Type of IP20, NEMA/UL Type 1
55026 | 20BD040A3AYNAND1 | G | This PowerFlex 700 drive is a 480V AC unit with 30 horsepower and has an Enclosure Type of IP20, NEMA/UL Type 1
55095 | 20BD040A3AYNARB0 | G | This PowerFlex 700 drive is a 480V AC unit with 30 horsepower and has an Enclosure Type of IP20, NEMA/UL Type 1
55401 | 20BD052A0AYNANA0 | G | This PowerFlex 700 drive is a 480V AC unit with 40 horsepower and has an Enclosure Type of IP20, NEMA/UL Type 1
55400 | 20BD052A0AYNANB0 | G | This PowerFlex 700 drive is a 480V AC unit with 40 horsepower and has an Enclosure Type of IP20, NEMA/UL Type 1
6903 | 20BD052A0AYNANC0 | G | This PowerFlex 700 drive is a 480V AC unit with 40 horsepower and has an Enclosure Type of IP20, NEMA/UL Type 1
55309 | 20BD052A0AYNANC1 | G | This PowerFlex 700 drive is a 480V AC unit with 40 horsepower and has an Enclosure Type of IP20, NEMA/UL Type 1
55399 | 20BD052A0AYNAND0 | G | <p>This PowerFlex 700 drive is a 480V AC unit with 40 horsepower and has an Enclosure Type of IP20, NEMA/UL Type 1</p>
55279 | 20BD052A0AYNANN0 | G | This PowerFlex 700 drive is a 480V AC unit with 40 horsepower and has an Enclosure Type of IP20, NEMA/UL Type 1
55094 | 20BD052A3ANNACA0 | G | This PowerFlex 700 drive is a 480V AC unit with 40 horsepower and has an Enclosure Type of IP20, NEMA/UL Type 1
55093 | 20BD052A3ANNACB0 | G | This PowerFlex 700 drive is a 480V AC unit with 40 horsepower and has an Enclosure Type of IP20, NEMA/UL Type 1
55092 | 20BD052A3ANNACC0 | G | This PowerFlex 700 drive is a 480V AC unit with 40 horsepower and has an Enclosure Type of IP20, NEMA/UL Type 1
55091 | 20BD052A3ANNACD0 | G | This PowerFlex 700 drive is a 480V AC unit with 40 horsepower and has an Enclosure Type of IP20, NEMA/UL Type 1
55090 | 20BD052A3ANNACN0 | G | This PowerFlex 700 drive is a 480V AC unit with 40 horsepower and has an Enclosure Type of IP20, NEMA/UL Type 1
55089 | 20BD052A3ANNADA0 | G | This PowerFlex 700 drive is a 480V AC unit with 40 horsepower and has an Enclosure Type of IP20, NEMA/UL Type 1
55088 | 20BD052A3ANNADB0 | G | This PowerFlex 700 drive is a 480V AC unit with 40 horsepower and has an Enclosure Type of IP20, NEMA/UL Type 1
55087 | 20BD052A3ANNADC0 | G | This PowerFlex 700 drive is a 480V AC unit with 40 horsepower and has an Enclosure Type of IP20, NEMA/UL Type 1
55086 | 20BD052A3ANNADD0 | G | This PowerFlex 700 drive is a 480V AC unit with 40 horsepower and has an Enclosure Type of IP20, NEMA/UL Type 1
55085 | 20BD052A3ANNADN0 | G | This PowerFlex 700 drive is a 480V AC unit with 40 horsepower and has an Enclosure Type of IP20, NEMA/UL Type 1
55084 | 20BD052A3ANNAEA0 | G | This PowerFlex 700 drive is a 480V AC unit with 40 horsepower and has an Enclosure Type of IP20, NEMA/UL Type 1
55083 | 20BD052A3ANNAEB0 | G | This PowerFlex 700 drive is a 480V AC unit with 40 horsepower and has an Enclosure Type of IP20, NEMA/UL Type 1
55082 | 20BD052A3ANNAEC0 | G | This PowerFlex 700 drive is a 480V AC unit with 40 horsepower and has an Enclosure Type of IP20, NEMA/UL Type 1
55081 | 20BD052A3ANNAED0 | G | This PowerFlex 700 drive is a 480V AC unit with 40 horsepower and has an Enclosure Type of IP20, NEMA/UL Type 1
55080 | 20BD052A3ANNAEN0 | G | This PowerFlex 700 drive is a 480V AC unit with 40 horsepower and has an Enclosure Type of IP20, NEMA/UL Type 1
55079 | 20BD052A3ANNANA0 | G | This PowerFlex 700 drive is a 480V AC unit with 40 horsepower and has an Enclosure Type of IP20, NEMA/UL Type 1
55078 | 20BD052A3ANNANB0 | G | This PowerFlex 700 drive is a 480V AC unit with 40 horsepower and has an Enclosure Type of IP20, NEMA/UL Type 1
55077 | 20BD052A3ANNANC0 | G | This PowerFlex 700 drive is a 480V AC unit with 40 horsepower and has an Enclosure Type of IP20, NEMA/UL Type 1
55076 | 20BD052A3ANNAND0 | G | This PowerFlex 700 drive is a 480V AC unit with 40 horsepower and has an Enclosure Type of IP20, NEMA/UL Type 1
55075 | 20BD052A3ANNANN0 | G | This PowerFlex 700 drive is a 480V AC unit with 40 horsepower and has an Enclosure Type of IP20, NEMA/UL Type 1
55074 | 20BD052A3ANNARA0 | G | This PowerFlex 700 drive is a 480V AC unit with 40 horsepower and has an Enclosure Type of IP20, NEMA/UL Type 1
55073 | 20BD052A3ANNARC0 | G | This PowerFlex 700 drive is a 480V AC unit with 40 horsepower and has an Enclosure Type of IP20, NEMA/UL Type 1
55072 | 20BD052A3ANNARD0 | G | This PowerFlex 700 drive is a 480V AC unit with 40 horsepower and has an Enclosure Type of IP20, NEMA/UL Type 1
55071 | 20BD052A3ANNARN0 | G | This PowerFlex 700 drive is a 480V AC unit with 40 horsepower and has an Enclosure Type of IP20, NEMA/UL Type 1
55070 | 20BD052A3AYNACA0 | G | This PowerFlex 700 drive is a 480V AC unit with 40 horsepower and has an Enclosure Type of IP20, NEMA/UL Type 1
55069 | 20BD052A3AYNACB0 | G | This PowerFlex 700 drive is a 480V AC unit with 40 horsepower and has an Enclosure Type of IP20, NEMA/UL Type 1
55308 | 20BD052A3AYNACC0 | G | This PowerFlex 700 drive is a 480V AC unit with 40 horsepower and has an Enclosure Type of IP20, NEMA/UL Type 1
55068 | 20BD052A3AYNACD0 | G | This PowerFlex 700 drive is a 480V AC unit with 40 horsepower and has an Enclosure Type of IP20, NEMA/UL Type 1
55067 | 20BD052A3AYNACN0 | G | This PowerFlex 700 drive is a 480V AC unit with 40 horsepower and has an Enclosure Type of IP20, NEMA/UL Type 1
55066 | 20BD052A3AYNADA0 | G | This PowerFlex 700 drive is a 480V AC unit with 40 horsepower and has an Enclosure Type of IP20, NEMA/UL Type 1
55065 | 20BD052A3AYNADB0 | G | This PowerFlex 700 drive is a 480V AC unit with 40 horsepower and has an Enclosure Type of IP20, NEMA/UL Type 1
55064 | 20BD052A3AYNADC0 | G | This PowerFlex 700 drive is a 480V AC unit with 40 horsepower and has an Enclosure Type of IP20, NEMA/UL Type 1
55063 | 20BD052A3AYNADD0 | G | This PowerFlex 700 drive is a 480V AC unit with 40 horsepower and has an Enclosure Type of IP20, NEMA/UL Type 1
55062 | 20BD052A3AYNADN0 | G | This PowerFlex 700 drive is a 480V AC unit with 40 horsepower and has an Enclosure Type of IP20, NEMA/UL Type 1
55061 | 20BD052A3AYNAEA0 | G | This PowerFlex 700 drive is a 480V AC unit with 40 horsepower and has an Enclosure Type of IP20, NEMA/UL Type 1
55060 | 20BD052A3AYNAEB0 | G | This PowerFlex 700 drive is a 480V AC unit with 40 horsepower and has an Enclosure Type of IP20, NEMA/UL Type 1
55059 | 20BD052A3AYNAEC0 | G | This PowerFlex 700 drive is a 480V AC unit with 40 horsepower and has an Enclosure Type of IP20, NEMA/UL Type 1
55058 | 20BD052A3AYNAED0 | G | This PowerFlex 700 drive is a 480V AC unit with 40 horsepower and has an Enclosure Type of IP20, NEMA/UL Type 1
55057 | 20BD052A3AYNAEN0 | G | This PowerFlex 700 drive is a 480V AC unit with 40 horsepower and has an Enclosure Type of IP20, NEMA/UL Type 1
55307 | 20BD052A3AYNANA0 | G | This PowerFlex 700 drive is a 480V AC unit with 40 horsepower and has an Enclosure Type of IP20, NEMA/UL Type 1
55056 | 20BD052A3AYNANB0 | G | This PowerFlex 700 drive is a 480V AC unit with 40 horsepower and has an Enclosure Type of IP20, NEMA/UL Type 1
55055 | 20BD052A3AYNANC0 | G | This PowerFlex 700 drive is a 480V AC unit with 40 horsepower and has an Enclosure Type of IP20, NEMA/UL Type 1
55398 | 20BD052A3AYNAND0 | G | This PowerFlex 700 drive is a 480V AC unit with 40 horsepower and has an Enclosure Type of IP20, NEMA/UL Type 1
55054 | 20BD052A3AYNANN0 | G | This PowerFlex 700 drive is a 480V AC unit with 40 horsepower and has an Enclosure Type of IP20, NEMA/UL Type 1
55053 | 20BD052A3AYNARA0 | G | This PowerFlex 700 drive is a 480V AC unit with 40 horsepower and has an Enclosure Type of IP20, NEMA/UL Type 1
55052 | 20BD052A3AYNARB0 | G | This PowerFlex 700 drive is a 480V AC unit with 40 horsepower and has an Enclosure Type of IP20, NEMA/UL Type 1
55051 | 20BD052A3AYNARC0 | G | This PowerFlex 700 drive is a 480V AC unit with 40 horsepower and has an Enclosure Type of IP20, NEMA/UL Type 1
55050 | 20BD052A3AYNARD0 | G | This PowerFlex 700 drive is a 480V AC unit with 40 horsepower and has an Enclosure Type of IP20, NEMA/UL Type 1
55049 | 20BD052A3AYNARN0 | G | This PowerFlex 700 drive is a 480V AC unit with 40 horsepower and has an Enclosure Type of IP20, NEMA/UL Type 1
54881 | 20BD065A0AYNACC0 | G | This PowerFlex 700 drive is a 480V AC unit with 50 horsepower and has an Enclosure Type of IP20, NEMA/UL Type 1
54537 | 20BD065A0AYNACD0 | G | This PowerFlex 700 drive is a 480V AC unit with 50 horsepower and has an Enclosure Type of IP20, NEMA/UL Type 1
54536 | 20BD065A0AYNACN0 | G | This PowerFlex 700 drive is a 480V AC unit with 50 horsepower and has an Enclosure Type of IP20, NEMA/UL Type 1
54880 | 20BD065A0AYNADC0 | G | This PowerFlex 700 drive is a 480V AC unit with 50 horsepower and has an Enclosure Type of IP20, NEMA/UL Type 1
54879 | 20BD065A0AYNADD0 | G | This PowerFlex 700 drive is a 480V AC unit with 50 horsepower and has an Enclosure Type of IP20, NEMA/UL Type 1
54535 | 20BD065A0AYNADN0 | G | This PowerFlex 700 drive is a 480V AC unit with 50 horsepower and has an Enclosure Type of IP20, NEMA/UL Type 1
54878 | 20BD065A0AYNAEC0 | G | This PowerFlex 700 drive is a 480V AC unit with 50 horsepower and has an Enclosure Type of IP20, NEMA/UL Type 1
54877 | 20BD065A0AYNAED0 | G | This PowerFlex 700 drive is a 480V AC unit with 50 horsepower and has an Enclosure Type of IP20, NEMA/UL Type 1
54876 | 20BD065A0AYNAEN0 | G | This PowerFlex 700 drive is a 480V AC unit with 50 horsepower and has an Enclosure Type of IP20, NEMA/UL Type 1
55328 | 20BD065A0AYNANA0 | G | This PowerFlex 700 drive is a 480V AC unit with 50 horsepower and has an Enclosure Type of IP20, NEMA/UL Type 1
55292 | 20BD065A0AYNANB0 | G | This PowerFlex 700 drive is a 480V AC unit with 50 horsepower and has an Enclosure Type of IP20, NEMA/UL Type 1
6904 | 20BD065A0AYNANC0 | G | This PowerFlex 700 drive is a 480V AC unit with 50 horsepower and has an Enclosure Type of IP20, NEMA/UL Type 1
55306 | 20BD065A0AYNAND0 | G | This PowerFlex 700 drive is a 480V AC unit with 50 horsepower and has an Enclosure Type of IP20, NEMA/UL Type 1
55305 | 20BD065A0AYNANN0 | G | This PowerFlex 700 drive is a 480V AC unit with 50 horsepower and has an Enclosure Type of IP20, NEMA/UL Type 1
55039 | 20BD065A3AYNACA0 | G | This PowerFlex 700 drive is a 480V AC unit with 50 horsepower and has an Enclosure Type of IP20, NEMA/UL Type 1
55397 | 20BD065A3AYNACC0 | G | This PowerFlex 700 drive is a 480V AC unit with 50 horsepower and has an Enclosure Type of IP20, NEMA/UL Type 1
54875 | 20BD065A3AYNACD0 | G | This PowerFlex 700 drive is a 480V AC unit with 50 horsepower and has an Enclosure Type of IP20, NEMA/UL Type 1
54874 | 20BD065A3AYNACN0 | G | This PowerFlex 700 drive is a 480V AC unit with 50 horsepower and has an Enclosure Type of IP20, NEMA/UL Type 1
55038 | 20BD065A3AYNADA0 | G | This PowerFlex 700 drive is a 480V AC unit with 50 horsepower and has an Enclosure Type of IP20, NEMA/UL Type 1
55037 | 20BD065A3AYNADB0 | G | This PowerFlex 700 drive is a 480V AC unit with 50 horsepower and has an Enclosure Type of IP20, NEMA/UL Type 1
54873 | 20BD065A3AYNADC0 | G | This PowerFlex 700 drive is a 480V AC unit with 50 horsepower and has an Enclosure Type of IP20, NEMA/UL Type 1
54872 | 20BD065A3AYNADD0 | G | This PowerFlex 700 drive is a 480V AC unit with 50 horsepower and has an Enclosure Type of IP20, NEMA/UL Type 1
54534 | 20BD065A3AYNADN0 | G | This PowerFlex 700 drive is a 480V AC unit with 50 horsepower and has an Enclosure Type of IP20, NEMA/UL Type 1
55036 | 20BD065A3AYNAEA0 | G | This PowerFlex 700 drive is a 480V AC unit with 50 horsepower and has an Enclosure Type of IP20, NEMA/UL Type 1
55035 | 20BD065A3AYNAEB0 | G | This PowerFlex 700 drive is a 480V AC unit with 50 horsepower and has an Enclosure Type of IP20, NEMA/UL Type 1
54871 | 20BD065A3AYNAEC0 | G | This PowerFlex 700 drive is a 480V AC unit with 50 horsepower and has an Enclosure Type of IP20, NEMA/UL Type 1
54870 | 20BD065A3AYNAED0 | G | This PowerFlex 700 drive is a 480V AC unit with 50 horsepower and has an Enclosure Type of IP20, NEMA/UL Type 1
54533 | 20BD065A3AYNAEN0 | G | This PowerFlex 700 drive is a 480V AC unit with 50 horsepower and has an Enclosure Type of IP20, NEMA/UL Type 1
55034 | 20BD065A3AYNANA0 | G | This PowerFlex 700 drive is a 480V AC unit with 50 horsepower and has an Enclosure Type of IP20, NEMA/UL Type 1
55033 | 20BD065A3AYNANB0 | G | This PowerFlex 700 drive is a 480V AC unit with 50 horsepower and has an Enclosure Type of IP20, NEMA/UL Type 1
55032 | 20BD065A3AYNANC0 | G | This PowerFlex 700 drive is a 480V AC unit with 50 horsepower and has an Enclosure Type of IP20, NEMA/UL Type 1
55290 | 20BD065A3AYNAND0 | G | This PowerFlex 700 drive is a 480V AC unit with 50 horsepower and has an Enclosure Type of IP20, NEMA/UL Type 1
55396 | 20BD065A3AYNAND1 | G | This PowerFlex 700 drive is a 480V AC unit with 50 horsepower and has an Enclosure Type of IP20, NEMA/UL Type 1
54532 | 20BD065A3AYNANN0 | G | This PowerFlex 700 drive is a 480V AC unit with 50 horsepower and has an Enclosure Type of IP20, NEMA/UL Type 1
55031 | 20BD065A3AYNARB0 | G | This PowerFlex 700 drive is a 480V AC unit with 50 horsepower and has an Enclosure Type of IP20, NEMA/UL Type 1
54518 | 20BD065AAYNAND0 | G | This PowerFlex 700 drive is a 480V AC unit with 50 horsepower and has an Enclosure Type of IP20, NEMA/UL Type 1
54577 | 20BD077A0ANNACC0 | G | <p>This PowerFlex 700 drive is a 480V AC unit with 60 horsepower and has an Enclosure Type of IP20, NEMA/UL Type 1</p>
54785 | 20BD077A0ANNACC1 | G | This PowerFlex 700 drive is a 480V AC unit with 60 horsepower and has an Enclosure Type of IP20, NEMA/UL Type 1
54576 | 20BD077A0ANNACD0 | G | This PowerFlex 700 drive is a 480V AC unit with 60 horsepower and has an Enclosure Type of IP20, NEMA/UL Type 1
54784 | 20BD077A0ANNACD1 | G | This PowerFlex 700 drive is a 480V AC unit with 60 horsepower and has an Enclosure Type of IP20, NEMA/UL Type 1
54575 | 20BD077A0ANNACN0 | G | This PowerFlex 700 drive is a 480V AC unit with 60 horsepower and has an Enclosure Type of IP20, NEMA/UL Type 1
54955 | 20BD077A0ANNADC0 | G | This PowerFlex 700 drive is a 480V AC unit with 60 horsepower and has an Enclosure Type of IP20, NEMA/UL Type 1
54783 | 20BD077A0ANNADC1 | G | This PowerFlex 700 drive is a 480V AC unit with 60 horsepower and has an Enclosure Type of IP20, NEMA/UL Type 1
54574 | 20BD077A0ANNADD0 | G | This PowerFlex 700 drive is a 480V AC unit with 60 horsepower and has an Enclosure Type of IP20, NEMA/UL Type 1
54782 | 20BD077A0ANNADD1 | G | This PowerFlex 700 drive is a 480V AC unit with 60 horsepower and has an Enclosure Type of IP20, NEMA/UL Type 1
54573 | 20BD077A0ANNADN0 | G | This PowerFlex 700 drive is a 480V AC unit with 60 horsepower and has an Enclosure Type of IP20, NEMA/UL Type 1
54954 | 20BD077A0ANNAEC0 | G | This PowerFlex 700 drive is a 480V AC unit with 60 horsepower and has an Enclosure Type of IP20, NEMA/UL Type 1
54781 | 20BD077A0ANNAEC1 | G | This PowerFlex 700 drive is a 480V AC unit with 60 horsepower and has an Enclosure Type of IP20, NEMA/UL Type 1
54572 | 20BD077A0ANNAED0 | G | This PowerFlex 700 drive is a 480V AC unit with 60 horsepower and has an Enclosure Type of IP20, NEMA/UL Type 1
54780 | 20BD077A0ANNAED1 | G | This PowerFlex 700 drive is a 480V AC unit with 60 horsepower and has an Enclosure Type of IP20, NEMA/UL Type 1
54571 | 20BD077A0ANNAEN0 | G | This PowerFlex 700 drive is a 480V AC unit with 60 horsepower and has an Enclosure Type of IP20, NEMA/UL Type 1
55338 | 20BD077A0ANNANB0 | G | This PowerFlex 700 drive is a 480V AC unit with 60 horsepower and has an Enclosure Type of IP20, NEMA/UL Type 1
6905 | 20BD077A0ANNANC0 | G | This PowerFlex 700 drive is a 480V AC unit with 60 horsepower and has an Enclosure Type of IP20, NEMA/UL Type 1
54779 | 20BD077A0ANNANC1 | G | This PowerFlex 700 drive is a 480V AC unit with 60 horsepower and has an Enclosure Type of IP20, NEMA/UL Type 1
55395 | 20BD077A0ANNAND0 | G | This PowerFlex 700 drive is a 480V AC unit with 60 horsepower and has an Enclosure Type of IP20, NEMA/UL Type 1
54953 | 20BD077A0ANNAND1 | G | This PowerFlex 700 drive is a 480V AC unit with 60 horsepower and has an Enclosure Type of IP20, NEMA/UL Type 1
54570 | 20BD077A0ANNANN0 | G | This PowerFlex 700 drive is a 480V AC unit with 60 horsepower and has an Enclosure Type of IP20, NEMA/UL Type 1
54952 | 20BD077A0ANNARC1 | G | This PowerFlex 700 drive is a 480V AC unit with 60 horsepower and has an Enclosure Type of IP20, NEMA/UL Type 1
54951 | 20BD077A0ANNARD1 | G | This PowerFlex 700 drive is a 480V AC unit with 60 horsepower and has an Enclosure Type of IP20, NEMA/UL Type 1
54778 | 20BD077A0AYNACC0 | G | This PowerFlex 700 drive is a 480V AC unit with 60 horsepower and has an Enclosure Type of IP20, NEMA/UL Type 1
54777 | 20BD077A0AYNACC1 | G | This PowerFlex 700 drive is a 480V AC unit with 60 horsepower and has an Enclosure Type of IP20, NEMA/UL Type 1
54776 | 20BD077A0AYNACD0 | G | This PowerFlex 700 drive is a 480V AC unit with 60 horsepower and has an Enclosure Type of IP20, NEMA/UL Type 1
54775 | 20BD077A0AYNACD1 | G | This PowerFlex 700 drive is a 480V AC unit with 60 horsepower and has an Enclosure Type of IP20, NEMA/UL Type 1
54774 | 20BD077A0AYNACN0 | G | This PowerFlex 700 drive is a 480V AC unit with 60 horsepower and has an Enclosure Type of IP20, NEMA/UL Type 1
54950 | 20BD077A0AYNADC0 | G | This PowerFlex 700 drive is a 480V AC unit with 60 horsepower and has an Enclosure Type of IP20, NEMA/UL Type 1
54773 | 20BD077A0AYNADC1 | G | This PowerFlex 700 drive is a 480V AC unit with 60 horsepower and has an Enclosure Type of IP20, NEMA/UL Type 1
54772 | 20BD077A0AYNADD0 | G | This PowerFlex 700 drive is a 480V AC unit with 60 horsepower and has an Enclosure Type of IP20, NEMA/UL Type 1
54949 | 20BD077A0AYNADD1 | G | This PowerFlex 700 drive is a 480V AC unit with 60 horsepower and has an Enclosure Type of IP20, NEMA/UL Type 1
54771 | 20BD077A0AYNADN0 | G | This PowerFlex 700 drive is a 480V AC unit with 60 horsepower and has an Enclosure Type of IP20, NEMA/UL Type 1
54948 | 20BD077A0AYNAEC0 | G | This PowerFlex 700 drive is a 480V AC unit with 60 horsepower and has an Enclosure Type of IP20, NEMA/UL Type 1
54770 | 20BD077A0AYNAEC1 | G | This PowerFlex 700 drive is a 480V AC unit with 60 horsepower and has an Enclosure Type of IP20, NEMA/UL Type 1
54769 | 20BD077A0AYNAED0 | G | This PowerFlex 700 drive is a 480V AC unit with 60 horsepower and has an Enclosure Type of IP20, NEMA/UL Type 1
54768 | 20BD077A0AYNAED1 | G | This PowerFlex 700 drive is a 480V AC unit with 60 horsepower and has an Enclosure Type of IP20, NEMA/UL Type 1
54767 | 20BD077A0AYNAEN0 | G | This PowerFlex 700 drive is a 480V AC unit with 60 horsepower and has an Enclosure Type of IP20, NEMA/UL Type 1
54569 | 20BD077A0AYNANC0 | G | This PowerFlex 700 drive is a 480V AC unit with 60 horsepower and has an Enclosure Type of IP20, NEMA/UL Type 1
54766 | 20BD077A0AYNANC1 | G | This PowerFlex 700 drive is a 480V AC unit with 60 horsepower and has an Enclosure Type of IP20, NEMA/UL Type 1
54765 | 20BD077A0AYNAND0 | G | This PowerFlex 700 drive is a 480V AC unit with 60 horsepower and has an Enclosure Type of IP20, NEMA/UL Type 1
54764 | 20BD077A0AYNAND1 | G | This PowerFlex 700 drive is a 480V AC unit with 60 horsepower and has an Enclosure Type of IP20, NEMA/UL Type 1
54763 | 20BD077A0AYNANN0 | G | This PowerFlex 700 drive is a 480V AC unit with 60 horsepower and has an Enclosure Type of IP20, NEMA/UL Type 1
54762 | 20BD077A0AYNARC0 | G | This PowerFlex 700 drive is a 480V AC unit with 60 horsepower and has an Enclosure Type of IP20, NEMA/UL Type 1
54761 | 20BD077A0AYNARC1 | G | This PowerFlex 700 drive is a 480V AC unit with 60 horsepower and has an Enclosure Type of IP20, NEMA/UL Type 1
54760 | 20BD077A0AYNARD0 | G | This PowerFlex 700 drive is a 480V AC unit with 60 horsepower and has an Enclosure Type of IP20, NEMA/UL Type 1
54759 | 20BD077A0AYNARD1 | G | This PowerFlex 700 drive is a 480V AC unit with 60 horsepower and has an Enclosure Type of IP20, NEMA/UL Type 1
54758 | 20BD077A0AYNARN0 | G | This PowerFlex 700 drive is a 480V AC unit with 60 horsepower and has an Enclosure Type of IP20, NEMA/UL Type 1
54568 | 20BD077A0NNNACC0 | G | This PowerFlex 700 drive is a 480V AC unit with 60 horsepower and has an Enclosure Type of IP20, NEMA/UL Type 1
54757 | 20BD077A0NNNACC1 | G | This PowerFlex 700 drive is a 480V AC unit with 60 horsepower and has an Enclosure Type of IP20, NEMA/UL Type 1
54567 | 20BD077A0NNNACD0 | G | This PowerFlex 700 drive is a 480V AC unit with 60 horsepower and has an Enclosure Type of IP20, NEMA/UL Type 1
54947 | 20BD077A0NNNACD1 | G | This PowerFlex 700 drive is a 480V AC unit with 60 horsepower and has an Enclosure Type of IP20, NEMA/UL Type 1
54566 | 20BD077A0NNNACN0 | G | This PowerFlex 700 drive is a 480V AC unit with 60 horsepower and has an Enclosure Type of IP20, NEMA/UL Type 1
54565 | 20BD077A0NNNADC0 | G | This PowerFlex 700 drive is a 480V AC unit with 60 horsepower and has an Enclosure Type of IP20, NEMA/UL Type 1
54756 | 20BD077A0NNNADC1 | G | This PowerFlex 700 drive is a 480V AC unit with 60 horsepower and has an Enclosure Type of IP20, NEMA/UL Type 1
54564 | 20BD077A0NNNADD0 | G | This PowerFlex 700 drive is a 480V AC unit with 60 horsepower and has an Enclosure Type of IP20, NEMA/UL Type 1
54755 | 20BD077A0NNNADD1 | G | This PowerFlex 700 drive is a 480V AC unit with 60 horsepower and has an Enclosure Type of IP20, NEMA/UL Type 1
54946 | 20BD077A0NNNADN0 | G | This PowerFlex 700 drive is a 480V AC unit with 60 horsepower and has an Enclosure Type of IP20, NEMA/UL Type 1
54563 | 20BD077A0NNNAEC0 | G | This PowerFlex 700 drive is a 480V AC unit with 60 horsepower and has an Enclosure Type of IP20, NEMA/UL Type 1
54754 | 20BD077A0NNNAEC1 | G | This PowerFlex 700 drive is a 480V AC unit with 60 horsepower and has an Enclosure Type of IP20, NEMA/UL Type 1
54562 | 20BD077A0NNNAED0 | G | This PowerFlex 700 drive is a 480V AC unit with 60 horsepower and has an Enclosure Type of IP20, NEMA/UL Type 1
54753 | 20BD077A0NNNAED1 | G | This PowerFlex 700 drive is a 480V AC unit with 60 horsepower and has an Enclosure Type of IP20, NEMA/UL Type 1
54561 | 20BD077A0NNNAEN0 | G | This PowerFlex 700 drive is a 480V AC unit with 60 horsepower and has an Enclosure Type of IP20, NEMA/UL Type 1
54560 | 20BD077A0NNNANC0 | G | This PowerFlex 700 drive is a 480V AC unit with 60 horsepower and has an Enclosure Type of IP20, NEMA/UL Type 1
54945 | 20BD077A0NNNANC1 | G | This PowerFlex 700 drive is a 480V AC unit with 60 horsepower and has an Enclosure Type of IP20, NEMA/UL Type 1
54559 | 20BD077A0NNNAND0 | G | This PowerFlex 700 drive is a 480V AC unit with 60 horsepower and has an Enclosure Type of IP20, NEMA/UL Type 1
54752 | 20BD077A0NNNAND1 | G | This PowerFlex 700 drive is a 480V AC unit with 60 horsepower and has an Enclosure Type of IP20, NEMA/UL Type 1
54558 | 20BD077A0NNNANN0 | G | This PowerFlex 700 drive is a 480V AC unit with 60 horsepower and has an Enclosure Type of IP20, NEMA/UL Type 1
54944 | 20BD077A0NNNARC1 | G | This PowerFlex 700 drive is a 480V AC unit with 60 horsepower and has an Enclosure Type of IP20, NEMA/UL Type 1
54943 | 20BD077A0NNNARD1 | G | This PowerFlex 700 drive is a 480V AC unit with 60 horsepower and has an Enclosure Type of IP20, NEMA/UL Type 1
54942 | 20BD077A0NYNACC0 | G | This PowerFlex 700 drive is a 480V AC unit with 60 horsepower and has an Enclosure Type of IP20, NEMA/UL Type 1
54751 | 20BD077A0NYNACC1 | G | This PowerFlex 700 drive is a 480V AC unit with 60 horsepower and has an Enclosure Type of IP20, NEMA/UL Type 1
54750 | 20BD077A0NYNACD0 | G | This PowerFlex 700 drive is a 480V AC unit with 60 horsepower and has an Enclosure Type of IP20, NEMA/UL Type 1
54749 | 20BD077A0NYNACD1 | G | This PowerFlex 700 drive is a 480V AC unit with 60 horsepower and has an Enclosure Type of IP20, NEMA/UL Type 1
54748 | 20BD077A0NYNACN0 | G | <p>This PowerFlex 700 drive is a 480V AC unit with 60 horsepower and has an Enclosure Type of IP20, NEMA/UL Type 1</p>
54941 | 20BD077A0NYNADC0 | G | This PowerFlex 700 drive is a 480V AC unit with 60 horsepower and has an Enclosure Type of IP20, NEMA/UL Type 1
54747 | 20BD077A0NYNADC1 | G | This PowerFlex 700 drive is a 480V AC unit with 60 horsepower and has an Enclosure Type of IP20, NEMA/UL Type 1
54746 | 20BD077A0NYNADD0 | G | This PowerFlex 700 drive is a 480V AC unit with 60 horsepower and has an Enclosure Type of IP20, NEMA/UL Type 1
54745 | 20BD077A0NYNADD1 | G | This PowerFlex 700 drive is a 480V AC unit with 60 horsepower and has an Enclosure Type of IP20, NEMA/UL Type 1
54744 | 20BD077A0NYNADN0 | G | This PowerFlex 700 drive is a 480V AC unit with 60 horsepower and has an Enclosure Type of IP20, NEMA/UL Type 1
54743 | 20BD077A0NYNAEC0 | G | This PowerFlex 700 drive is a 480V AC unit with 60 horsepower and has an Enclosure Type of IP20, NEMA/UL Type 1
54742 | 20BD077A0NYNAEC1 | G | This PowerFlex 700 drive is a 480V AC unit with 60 horsepower and has an Enclosure Type of IP20, NEMA/UL Type 1
54741 | 20BD077A0NYNAED0 | G | This PowerFlex 700 drive is a 480V AC unit with 60 horsepower and has an Enclosure Type of IP20, NEMA/UL Type 1
54740 | 20BD077A0NYNAED1 | G | This PowerFlex 700 drive is a 480V AC unit with 60 horsepower and has an Enclosure Type of IP20, NEMA/UL Type 1
54739 | 20BD077A0NYNAEN0 | G | This PowerFlex 700 drive is a 480V AC unit with 60 horsepower and has an Enclosure Type of IP20, NEMA/UL Type 1
54738 | 20BD077A0NYNANC0 | G | This PowerFlex 700 drive is a 480V AC unit with 60 horsepower and has an Enclosure Type of IP20, NEMA/UL Type 1
54737 | 20BD077A0NYNANC1 | G | This PowerFlex 700 drive is a 480V AC unit with 60 horsepower and has an Enclosure Type of IP20, NEMA/UL Type 1
54736 | 20BD077A0NYNAND0 | G | This PowerFlex 700 drive is a 480V AC unit with 60 horsepower and has an Enclosure Type of IP20, NEMA/UL Type 1
54735 | 20BD077A0NYNAND1 | G | This PowerFlex 700 drive is a 480V AC unit with 60 horsepower and has an Enclosure Type of IP20, NEMA/UL Type 1
54940 | 20BD077A0NYNANN0 | G | This PowerFlex 700 drive is a 480V AC unit with 60 horsepower and has an Enclosure Type of IP20, NEMA/UL Type 1
54939 | 20BD077A0NYNARC0 | G | This PowerFlex 700 drive is a 480V AC unit with 60 horsepower and has an Enclosure Type of IP20, NEMA/UL Type 1
54938 | 20BD077A0NYNARC1 | G | This PowerFlex 700 drive is a 480V AC unit with 60 horsepower and has an Enclosure Type of IP20, NEMA/UL Type 1
54734 | 20BD077A0NYNARD0 | G | This PowerFlex 700 drive is a 480V AC unit with 60 horsepower and has an Enclosure Type of IP20, NEMA/UL Type 1
54733 | 20BD077A0NYNARD1 | G | This PowerFlex 700 drive is a 480V AC unit with 60 horsepower and has an Enclosure Type of IP20, NEMA/UL Type 1
54732 | 20BD077A0NYNARN0 | G | This PowerFlex 700 drive is a 480V AC unit with 60 horsepower and has an Enclosure Type of IP20, NEMA/UL Type 1
54557 | 20BD077A3ANNACC0 | G | This PowerFlex 700 drive is a 480V AC unit with 60 horsepower and has an Enclosure Type of IP20, NEMA/UL Type 1
54731 | 20BD077A3ANNACC1 | G | This PowerFlex 700 drive is a 480V AC unit with 60 horsepower and has an Enclosure Type of IP20, NEMA/UL Type 1
54556 | 20BD077A3ANNACD0 | G | This PowerFlex 700 drive is a 480V AC unit with 60 horsepower and has an Enclosure Type of IP20, NEMA/UL Type 1
54730 | 20BD077A3ANNACD1 | G | This PowerFlex 700 drive is a 480V AC unit with 60 horsepower and has an Enclosure Type of IP20, NEMA/UL Type 1
54937 | 20BD077A3ANNACN0 | G | This PowerFlex 700 drive is a 480V AC unit with 60 horsepower and has an Enclosure Type of IP20, NEMA/UL Type 1
54555 | 20BD077A3ANNADC0 | G | This PowerFlex 700 drive is a 480V AC unit with 60 horsepower and has an Enclosure Type of IP20, NEMA/UL Type 1
54936 | 20BD077A3ANNADC1 | G | This PowerFlex 700 drive is a 480V AC unit with 60 horsepower and has an Enclosure Type of IP20, NEMA/UL Type 1
54554 | 20BD077A3ANNADD0 | G | This PowerFlex 700 drive is a 480V AC unit with 60 horsepower and has an Enclosure Type of IP20, NEMA/UL Type 1
54729 | 20BD077A3ANNADD1 | G | This PowerFlex 700 drive is a 480V AC unit with 60 horsepower and has an Enclosure Type of IP20, NEMA/UL Type 1
54553 | 20BD077A3ANNADN0 | G | This PowerFlex 700 drive is a 480V AC unit with 60 horsepower and has an Enclosure Type of IP20, NEMA/UL Type 1
54552 | 20BD077A3ANNAEC0 | G | This PowerFlex 700 drive is a 480V AC unit with 60 horsepower and has an Enclosure Type of IP20, NEMA/UL Type 1
54728 | 20BD077A3ANNAEC1 | G | This PowerFlex 700 drive is a 480V AC unit with 60 horsepower and has an Enclosure Type of IP20, NEMA/UL Type 1
54551 | 20BD077A3ANNAED0 | G | This PowerFlex 700 drive is a 480V AC unit with 60 horsepower and has an Enclosure Type of IP20, NEMA/UL Type 1
54727 | 20BD077A3ANNAED1 | G | This PowerFlex 700 drive is a 480V AC unit with 60 horsepower and has an Enclosure Type of IP20, NEMA/UL Type 1
54550 | 20BD077A3ANNAEN0 | G | This PowerFlex 700 drive is a 480V AC unit with 60 horsepower and has an Enclosure Type of IP20, NEMA/UL Type 1
54549 | 20BD077A3ANNANC0 | G | This PowerFlex 700 drive is a 480V AC unit with 60 horsepower and has an Enclosure Type of IP20, NEMA/UL Type 1
54726 | 20BD077A3ANNANC1 | G | This PowerFlex 700 drive is a 480V AC unit with 60 horsepower and has an Enclosure Type of IP20, NEMA/UL Type 1
55394 | 20BD077A3ANNAND0 | G | This PowerFlex 700 drive is a 480V AC unit with 60 horsepower and has an Enclosure Type of IP20, NEMA/UL Type 1
54725 | 20BD077A3ANNAND1 | G | This PowerFlex 700 drive is a 480V AC unit with 60 horsepower and has an Enclosure Type of IP20, NEMA/UL Type 1
54935 | 20BD077A3ANNANN0 | G | This PowerFlex 700 drive is a 480V AC unit with 60 horsepower and has an Enclosure Type of IP20, NEMA/UL Type 1
54724 | 20BD077A3ANNARC1 | G | This PowerFlex 700 drive is a 480V AC unit with 60 horsepower and has an Enclosure Type of IP20, NEMA/UL Type 1
54723 | 20BD077A3ANNARD1 | G | This PowerFlex 700 drive is a 480V AC unit with 60 horsepower and has an Enclosure Type of IP20, NEMA/UL Type 1
54722 | 20BD077A3AYNACC0 | G | This PowerFlex 700 drive is a 480V AC unit with 60 horsepower and has an Enclosure Type of IP20, NEMA/UL Type 1
54934 | 20BD077A3AYNACC1 | G | This PowerFlex 700 drive is a 480V AC unit with 60 horsepower and has an Enclosure Type of IP20, NEMA/UL Type 1
54721 | 20BD077A3AYNACD0 | G | This PowerFlex 700 drive is a 480V AC unit with 60 horsepower and has an Enclosure Type of IP20, NEMA/UL Type 1
54933 | 20BD077A3AYNACD1 | G | This PowerFlex 700 drive is a 480V AC unit with 60 horsepower and has an Enclosure Type of IP20, NEMA/UL Type 1
54720 | 20BD077A3AYNACN0 | G | This PowerFlex 700 drive is a 480V AC unit with 60 horsepower and has an Enclosure Type of IP20, NEMA/UL Type 1
54719 | 20BD077A3AYNADC0 | G | This PowerFlex 700 drive is a 480V AC unit with 60 horsepower and has an Enclosure Type of IP20, NEMA/UL Type 1
54932 | 20BD077A3AYNADC1 | G | This PowerFlex 700 drive is a 480V AC unit with 60 horsepower and has an Enclosure Type of IP20, NEMA/UL Type 1
54718 | 20BD077A3AYNADD0 | G | This PowerFlex 700 drive is a 480V AC unit with 60 horsepower and has an Enclosure Type of IP20, NEMA/UL Type 1
54931 | 20BD077A3AYNADD1 | G | This PowerFlex 700 drive is a 480V AC unit with 60 horsepower and has an Enclosure Type of IP20, NEMA/UL Type 1
54717 | 20BD077A3AYNADN0 | G | This PowerFlex 700 drive is a 480V AC unit with 60 horsepower and has an Enclosure Type of IP20, NEMA/UL Type 1
54716 | 20BD077A3AYNAEC0 | G | This PowerFlex 700 drive is a 480V AC unit with 60 horsepower and has an Enclosure Type of IP20, NEMA/UL Type 1
54930 | 20BD077A3AYNAEC1 | G | This PowerFlex 700 drive is a 480V AC unit with 60 horsepower and has an Enclosure Type of IP20, NEMA/UL Type 1
54715 | 20BD077A3AYNAED0 | G | This PowerFlex 700 drive is a 480V AC unit with 60 horsepower and has an Enclosure Type of IP20, NEMA/UL Type 1
54929 | 20BD077A3AYNAED1 | G | This PowerFlex 700 drive is a 480V AC unit with 60 horsepower and has an Enclosure Type of IP20, NEMA/UL Type 1
54714 | 20BD077A3AYNAEN0 | G | This PowerFlex 700 drive is a 480V AC unit with 60 horsepower and has an Enclosure Type of IP20, NEMA/UL Type 1
55393 | 20BD077A3AYNANA0 | G | This PowerFlex 700 drive is a 480V AC unit with 60 horsepower and has an Enclosure Type of IP20, NEMA/UL Type 1
55304 | 20BD077A3AYNANC0 | G | This PowerFlex 700 drive is a 480V AC unit with 60 horsepower and has an Enclosure Type of IP20, NEMA/UL Type 1
54713 | 20BD077A3AYNANC1 | G | This PowerFlex 700 drive is a 480V AC unit with 60 horsepower and has an Enclosure Type of IP20, NEMA/UL Type 1
55291 | 20BD077A3AYNAND0 | G | This PowerFlex 700 drive is a 480V AC unit with 60 horsepower and has an Enclosure Type of IP20, NEMA/UL Type 1
54712 | 20BD077A3AYNAND1 | G | This PowerFlex 700 drive is a 480V AC unit with 60 horsepower and has an Enclosure Type of IP20, NEMA/UL Type 1
54711 | 20BD077A3AYNANN0 | G | This PowerFlex 700 drive is a 480V AC unit with 60 horsepower and has an Enclosure Type of IP20, NEMA/UL Type 1
54710 | 20BD077A3AYNARC0 | G | This PowerFlex 700 drive is a 480V AC unit with 60 horsepower and has an Enclosure Type of IP20, NEMA/UL Type 1
54709 | 20BD077A3AYNARC1 | G | This PowerFlex 700 drive is a 480V AC unit with 60 horsepower and has an Enclosure Type of IP20, NEMA/UL Type 1
54708 | 20BD077A3AYNARD0 | G | This PowerFlex 700 drive is a 480V AC unit with 60 horsepower and has an Enclosure Type of IP20, NEMA/UL Type 1
54707 | 20BD077A3AYNARD1 | G | This PowerFlex 700 drive is a 480V AC unit with 60 horsepower and has an Enclosure Type of IP20, NEMA/UL Type 1
54706 | 20BD077A3AYNARN0 | G | This PowerFlex 700 drive is a 480V AC unit with 60 horsepower and has an Enclosure Type of IP20, NEMA/UL Type 1
54928 | 20BD077A3NNNACC0 | G | This PowerFlex 700 drive is a 480V AC unit with 60 horsepower and has an Enclosure Type of IP20, NEMA/UL Type 1
54927 | 20BD077A3NNNACC1 | G | This PowerFlex 700 drive is a 480V AC unit with 60 horsepower and has an Enclosure Type of IP20, NEMA/UL Type 1
54548 | 20BD077A3NNNACD0 | G | This PowerFlex 700 drive is a 480V AC unit with 60 horsepower and has an Enclosure Type of IP20, NEMA/UL Type 1
54926 | 20BD077A3NNNACD1 | G | This PowerFlex 700 drive is a 480V AC unit with 60 horsepower and has an Enclosure Type of IP20, NEMA/UL Type 1
54547 | 20BD077A3NNNACN0 | G | This PowerFlex 700 drive is a 480V AC unit with 60 horsepower and has an Enclosure Type of IP20, NEMA/UL Type 1
54546 | 20BD077A3NNNADC0 | G | This PowerFlex 700 drive is a 480V AC unit with 60 horsepower and has an Enclosure Type of IP20, NEMA/UL Type 1
54705 | 20BD077A3NNNADC1 | G | This PowerFlex 700 drive is a 480V AC unit with 60 horsepower and has an Enclosure Type of IP20, NEMA/UL Type 1
54545 | 20BD077A3NNNADD0 | G | This PowerFlex 700 drive is a 480V AC unit with 60 horsepower and has an Enclosure Type of IP20, NEMA/UL Type 1
54925 | 20BD077A3NNNADD1 | G | This PowerFlex 700 drive is a 480V AC unit with 60 horsepower and has an Enclosure Type of IP20, NEMA/UL Type 1
54544 | 20BD077A3NNNADN0 | G | This PowerFlex 700 drive is a 480V AC unit with 60 horsepower and has an Enclosure Type of IP20, NEMA/UL Type 1
54543 | 20BD077A3NNNAEC0 | G | This PowerFlex 700 drive is a 480V AC unit with 60 horsepower and has an Enclosure Type of IP20, NEMA/UL Type 1
54704 | 20BD077A3NNNAEC1 | G | This PowerFlex 700 drive is a 480V AC unit with 60 horsepower and has an Enclosure Type of IP20, NEMA/UL Type 1
54542 | 20BD077A3NNNAED0 | G | This PowerFlex 700 drive is a 480V AC unit with 60 horsepower and has an Enclosure Type of IP20, NEMA/UL Type 1
54703 | 20BD077A3NNNAED1 | G | This PowerFlex 700 drive is a 480V AC unit with 60 horsepower and has an Enclosure Type of IP20, NEMA/UL Type 1
54541 | 20BD077A3NNNAEN0 | G | This PowerFlex 700 drive is a 480V AC unit with 60 horsepower and has an Enclosure Type of IP20, NEMA/UL Type 1
54540 | 20BD077A3NNNANC0 | G | This PowerFlex 700 drive is a 480V AC unit with 60 horsepower and has an Enclosure Type of IP20, NEMA/UL Type 1
54702 | 20BD077A3NNNANC1 | G | This PowerFlex 700 drive is a 480V AC unit with 60 horsepower and has an Enclosure Type of IP20, NEMA/UL Type 1
54539 | 20BD077A3NNNAND0 | G | This PowerFlex 700 drive is a 480V AC unit with 60 horsepower and has an Enclosure Type of IP20, NEMA/UL Type 1
54701 | 20BD077A3NNNAND1 | G | This PowerFlex 700 drive is a 480V AC unit with 60 horsepower and has an Enclosure Type of IP20, NEMA/UL Type 1
54538 | 20BD077A3NNNANN0 | G | This PowerFlex 700 drive is a 480V AC unit with 60 horsepower and has an Enclosure Type of IP20, NEMA/UL Type 1
54700 | 20BD077A3NNNARC1 | G | This PowerFlex 700 drive is a 480V AC unit with 60 horsepower and has an Enclosure Type of IP20, NEMA/UL Type 1
54699 | 20BD077A3NNNARD1 | G | This PowerFlex 700 drive is a 480V AC unit with 60 horsepower and has an Enclosure Type of IP20, NEMA/UL Type 1
54924 | 20BD077A3NYNACC0 | G | This PowerFlex 700 drive is a 480V AC unit with 60 horsepower and has an Enclosure Type of IP20, NEMA/UL Type 1
54923 | 20BD077A3NYNACC1 | G | This PowerFlex 700 drive is a 480V AC unit with 60 horsepower and has an Enclosure Type of IP20, NEMA/UL Type 1
54698 | 20BD077A3NYNACD0 | G | This PowerFlex 700 drive is a 480V AC unit with 60 horsepower and has an Enclosure Type of IP20, NEMA/UL Type 1
54922 | 20BD077A3NYNACD1 | G | This PowerFlex 700 drive is a 480V AC unit with 60 horsepower and has an Enclosure Type of IP20, NEMA/UL Type 1
54921 | 20BD077A3NYNACN0 | G | This PowerFlex 700 drive is a 480V AC unit with 60 horsepower and has an Enclosure Type of IP20, NEMA/UL Type 1
54697 | 20BD077A3NYNADC0 | G | This PowerFlex 700 drive is a 480V AC unit with 60 horsepower and has an Enclosure Type of IP20, NEMA/UL Type 1
54920 | 20BD077A3NYNADC1 | G | This PowerFlex 700 drive is a 480V AC unit with 60 horsepower and has an Enclosure Type of IP20, NEMA/UL Type 1
54696 | 20BD077A3NYNADD0 | G | This PowerFlex 700 drive is a 480V AC unit with 60 horsepower and has an Enclosure Type of IP20, NEMA/UL Type 1
54695 | 20BD077A3NYNADD1 | G | This PowerFlex 700 drive is a 480V AC unit with 60 horsepower and has an Enclosure Type of IP20, NEMA/UL Type 1
54694 | 20BD077A3NYNADN0 | G | This PowerFlex 700 drive is a 480V AC unit with 60 horsepower and has an Enclosure Type of IP20, NEMA/UL Type 1
54693 | 20BD077A3NYNAEC0 | G | This PowerFlex 700 drive is a 480V AC unit with 60 horsepower and has an Enclosure Type of IP20, NEMA/UL Type 1
54692 | 20BD077A3NYNAEC1 | G | This PowerFlex 700 drive is a 480V AC unit with 60 horsepower and has an Enclosure Type of IP20, NEMA/UL Type 1
54691 | 20BD077A3NYNAED0 | G | This PowerFlex 700 drive is a 480V AC unit with 60 horsepower and has an Enclosure Type of IP20, NEMA/UL Type 1
54919 | 20BD077A3NYNAED1 | G | This PowerFlex 700 drive is a 480V AC unit with 60 horsepower and has an Enclosure Type of IP20, NEMA/UL Type 1
54690 | 20BD077A3NYNAEN0 | G | This PowerFlex 700 drive is a 480V AC unit with 60 horsepower and has an Enclosure Type of IP20, NEMA/UL Type 1
54689 | 20BD077A3NYNANC0 | G | This PowerFlex 700 drive is a 480V AC unit with 60 horsepower and has an Enclosure Type of IP20, NEMA/UL Type 1
54688 | 20BD077A3NYNANC1 | G | This PowerFlex 700 drive is a 480V AC unit with 60 horsepower and has an Enclosure Type of IP20, NEMA/UL Type 1
54687 | 20BD077A3NYNAND0 | G | This PowerFlex 700 drive is a 480V AC unit with 60 horsepower and has an Enclosure Type of IP20, NEMA/UL Type 1
54686 | 20BD077A3NYNAND1 | G | This PowerFlex 700 drive is a 480V AC unit with 60 horsepower and has an Enclosure Type of IP20, NEMA/UL Type 1
54685 | 20BD077A3NYNANN0 | G | This PowerFlex 700 drive is a 480V AC unit with 60 horsepower and has an Enclosure Type of IP20, NEMA/UL Type 1
54684 | 20BD077A3NYNARC0 | G | This PowerFlex 700 drive is a 480V AC unit with 60 horsepower and has an Enclosure Type of IP20, NEMA/UL Type 1
54683 | 20BD077A3NYNARC1 | G | This PowerFlex 700 drive is a 480V AC unit with 60 horsepower and has an Enclosure Type of IP20, NEMA/UL Type 1
54682 | 20BD077A3NYNARD0 | G | This PowerFlex 700 drive is a 480V AC unit with 60 horsepower and has an Enclosure Type of IP20, NEMA/UL Type 1
54681 | 20BD077A3NYNARD1 | G | This PowerFlex 700 drive is a 480V AC unit with 60 horsepower and has an Enclosure Type of IP20, NEMA/UL Type 1
54680 | 20BD077A3NYNARN0 | G | This PowerFlex 700 drive is a 480V AC unit with 60 horsepower and has an Enclosure Type of IP20, NEMA/UL Type 1
54679 | 20BD096A0ANNACC0 | G | This PowerFlex 700 drive is a 480V AC unit with 75 horsepower and has an Enclosure Type of IP20, NEMA/UL Type 1
54678 | 20BD096A0ANNACD0 | G | This PowerFlex 700 drive is a 480V AC unit with 75 horsepower and has an Enclosure Type of IP20, NEMA/UL Type 1
54677 | 20BD096A0ANNACN0 | G | This PowerFlex 700 drive is a 480V AC unit with 75 horsepower and has an Enclosure Type of IP20, NEMA/UL Type 1
54918 | 20BD096A0ANNADC0 | G | This PowerFlex 700 drive is a 480V AC unit with 75 horsepower and has an Enclosure Type of IP20, NEMA/UL Type 1
54917 | 20BD096A0ANNADD0 | G | This PowerFlex 700 drive is a 480V AC unit with 75 horsepower and has an Enclosure Type of IP20, NEMA/UL Type 1
54676 | 20BD096A0ANNADN0 | G | This PowerFlex 700 drive is a 480V AC unit with 75 horsepower and has an Enclosure Type of IP20, NEMA/UL Type 1
54675 | 20BD096A0ANNAEC0 | G | This PowerFlex 700 drive is a 480V AC unit with 75 horsepower and has an Enclosure Type of IP20, NEMA/UL Type 1
54916 | 20BD096A0ANNAED0 | G | This PowerFlex 700 drive is a 480V AC unit with 75 horsepower and has an Enclosure Type of IP20, NEMA/UL Type 1
54915 | 20BD096A0ANNAEN0 | G | This PowerFlex 700 drive is a 480V AC unit with 75 horsepower and has an Enclosure Type of IP20, NEMA/UL Type 1
6906 | 20BD096A0ANNANC0 | G | This PowerFlex 700 drive is a 480V AC unit with 75 horsepower and has an Enclosure Type of IP20, NEMA/UL Type 1
55392 | 20BD096A0ANNAND0 | G | This PowerFlex 700 drive is a 480V AC unit with 75 horsepower and has an Enclosure Type of IP20, NEMA/UL Type 1
54914 | 20BD096A0ANNANN0 | G | This PowerFlex 700 drive is a 480V AC unit with 75 horsepower and has an Enclosure Type of IP20, NEMA/UL Type 1
55434 | 20BD096A0ANNNAND0 | G | This PowerFlex 700 drive is a 480V AC unit with 75 horsepower and has an Enclosure Type of IP20, NEMA/UL Type 1
54913 | 20BD096A0AYNACC0 | G | This PowerFlex 700 drive is a 480V AC unit with 75 horsepower and has an Enclosure Type of IP20, NEMA/UL Type 1
54912 | 20BD096A0AYNACD0 | G | This PowerFlex 700 drive is a 480V AC unit with 75 horsepower and has an Enclosure Type of IP20, NEMA/UL Type 1
54674 | 20BD096A0AYNACN0 | G | This PowerFlex 700 drive is a 480V AC unit with 75 horsepower and has an Enclosure Type of IP20, NEMA/UL Type 1
54911 | 20BD096A0AYNADC0 | G | This PowerFlex 700 drive is a 480V AC unit with 75 horsepower and has an Enclosure Type of IP20, NEMA/UL Type 1
54910 | 20BD096A0AYNADD0 | G | This PowerFlex 700 drive is a 480V AC unit with 75 horsepower and has an Enclosure Type of IP20, NEMA/UL Type 1
54673 | 20BD096A0AYNADN0 | G | This PowerFlex 700 drive is a 480V AC unit with 75 horsepower and has an Enclosure Type of IP20, NEMA/UL Type 1
54909 | 20BD096A0AYNAEC0 | G | This PowerFlex 700 drive is a 480V AC unit with 75 horsepower and has an Enclosure Type of IP20, NEMA/UL Type 1
54908 | 20BD096A0AYNAED0 | G | This PowerFlex 700 drive is a 480V AC unit with 75 horsepower and has an Enclosure Type of IP20, NEMA/UL Type 1
54907 | 20BD096A0AYNAEN0 | G | This PowerFlex 700 drive is a 480V AC unit with 75 horsepower and has an Enclosure Type of IP20, NEMA/UL Type 1
55337 | 20BD096A0AYNANB0 | G | This PowerFlex 700 drive is a 480V AC unit with 75 horsepower and has an Enclosure Type of IP20, NEMA/UL Type 1
55391 | 20BD096A0AYNANC0 | G | This PowerFlex 700 drive is a 480V AC unit with 75 horsepower and has an Enclosure Type of IP20, NEMA/UL Type 1
55303 | 20BD096A0AYNAND0 | G | This PowerFlex 700 drive is a 480V AC unit with 75 horsepower and has an Enclosure Type of IP20, NEMA/UL Type 1
54906 | 20BD096A0AYNANN0 | G | This PowerFlex 700 drive is a 480V AC unit with 75 horsepower and has an Enclosure Type of IP20, NEMA/UL Type 1
55390 | 20BD096A0QNNAND0 | G | This PowerFlex 700 drive is a 480V AC unit with 75 horsepower and has an Enclosure Type of IP20, NEMA/UL Type 1
55274 | 20BD096A3ANNACA0 | G | This PowerFlex 700 drive is a 480V AC unit with 75 horsepower and has an Enclosure Type of IP20, NEMA/UL Type 1
55273 | 20BD096A3ANNACB0 | G | This PowerFlex 700 drive is a 480V AC unit with 75 horsepower and has an Enclosure Type of IP20, NEMA/UL Type 1
54905 | 20BD096A3ANNACC0 | G | This PowerFlex 700 drive is a 480V AC unit with 75 horsepower and has an Enclosure Type of IP20, NEMA/UL Type 1
54672 | 20BD096A3ANNACD0 | G | This PowerFlex 700 drive is a 480V AC unit with 75 horsepower and has an Enclosure Type of IP20, NEMA/UL Type 1
54904 | 20BD096A3ANNACN0 | G | This PowerFlex 700 drive is a 480V AC unit with 75 horsepower and has an Enclosure Type of IP20, NEMA/UL Type 1
55272 | 20BD096A3ANNADA0 | G | This PowerFlex 700 drive is a 480V AC unit with 75 horsepower and has an Enclosure Type of IP20, NEMA/UL Type 1
55271 | 20BD096A3ANNADB0 | G | This PowerFlex 700 drive is a 480V AC unit with 75 horsepower and has an Enclosure Type of IP20, NEMA/UL Type 1
54671 | 20BD096A3ANNADC0 | G | This PowerFlex 700 drive is a 480V AC unit with 75 horsepower and has an Enclosure Type of IP20, NEMA/UL Type 1
54670 | 20BD096A3ANNADD0 | G | This PowerFlex 700 drive is a 480V AC unit with 75 horsepower and has an Enclosure Type of IP20, NEMA/UL Type 1
54669 | 20BD096A3ANNADN0 | G | This PowerFlex 700 drive is a 480V AC unit with 75 horsepower and has an Enclosure Type of IP20, NEMA/UL Type 1
55270 | 20BD096A3ANNAEA0 | G | This PowerFlex 700 drive is a 480V AC unit with 75 horsepower and has an Enclosure Type of IP20, NEMA/UL Type 1
55269 | 20BD096A3ANNAEB0 | G | This PowerFlex 700 drive is a 480V AC unit with 75 horsepower and has an Enclosure Type of IP20, NEMA/UL Type 1
54903 | 20BD096A3ANNAEC0 | G | This PowerFlex 700 drive is a 480V AC unit with 75 horsepower and has an Enclosure Type of IP20, NEMA/UL Type 1
54902 | 20BD096A3ANNAED0 | G | This PowerFlex 700 drive is a 480V AC unit with 75 horsepower and has an Enclosure Type of IP20, NEMA/UL Type 1
54901 | 20BD096A3ANNAEN0 | G | This PowerFlex 700 drive is a 480V AC unit with 75 horsepower and has an Enclosure Type of IP20, NEMA/UL Type 1
55268 | 20BD096A3ANNANA0 | G | This PowerFlex 700 drive is a 480V AC unit with 75 horsepower and has an Enclosure Type of IP20, NEMA/UL Type 1
55267 | 20BD096A3ANNANB0 | G | This PowerFlex 700 drive is a 480V AC unit with 75 horsepower and has an Enclosure Type of IP20, NEMA/UL Type 1
55345 | 20BD096A3ANNANC0 | G | This PowerFlex 700 drive is a 480V AC unit with 75 horsepower and has an Enclosure Type of IP20, NEMA/UL Type 1
54800 | 20BD096A3ANNAND0 | G | This PowerFlex 700 drive is a 480V AC unit with 75 horsepower and has an Enclosure Type of IP20, NEMA/UL Type 1
54900 | 20BD096A3ANNANN0 | G | This PowerFlex 700 drive is a 480V AC unit with 75 horsepower and has an Enclosure Type of IP20, NEMA/UL Type 1
55180 | 20BD096A3ANNARA0 | G | This PowerFlex 700 drive is a 480V AC unit with 75 horsepower and has an Enclosure Type of IP20, NEMA/UL Type 1
55266 | 20BD096A3ANNARB0 | G | This PowerFlex 700 drive is a 480V AC unit with 75 horsepower and has an Enclosure Type of IP20, NEMA/UL Type 1
55265 | 20BD096A3AYNACA0 | G | This PowerFlex 700 drive is a 480V AC unit with 75 horsepower and has an Enclosure Type of IP20, NEMA/UL Type 1
55264 | 20BD096A3AYNACB0 | G | This PowerFlex 700 drive is a 480V AC unit with 75 horsepower and has an Enclosure Type of IP20, NEMA/UL Type 1
54899 | 20BD096A3AYNACC0 | G | This PowerFlex 700 drive is a 480V AC unit with 75 horsepower and has an Enclosure Type of IP20, NEMA/UL Type 1
54668 | 20BD096A3AYNACD0 | G | This PowerFlex 700 drive is a 480V AC unit with 75 horsepower and has an Enclosure Type of IP20, NEMA/UL Type 1
54667 | 20BD096A3AYNACN0 | G | This PowerFlex 700 drive is a 480V AC unit with 75 horsepower and has an Enclosure Type of IP20, NEMA/UL Type 1
55263 | 20BD096A3AYNADA0 | G | This PowerFlex 700 drive is a 480V AC unit with 75 horsepower and has an Enclosure Type of IP20, NEMA/UL Type 1
55262 | 20BD096A3AYNADB0 | G | This PowerFlex 700 drive is a 480V AC unit with 75 horsepower and has an Enclosure Type of IP20, NEMA/UL Type 1
54666 | 20BD096A3AYNADC0 | G | This PowerFlex 700 drive is a 480V AC unit with 75 horsepower and has an Enclosure Type of IP20, NEMA/UL Type 1
54665 | 20BD096A3AYNADD0 | G | This PowerFlex 700 drive is a 480V AC unit with 75 horsepower and has an Enclosure Type of IP20, NEMA/UL Type 1
54664 | 20BD096A3AYNADN0 | G | This PowerFlex 700 drive is a 480V AC unit with 75 horsepower and has an Enclosure Type of IP20, NEMA/UL Type 1
55261 | 20BD096A3AYNAEA0 | G | This PowerFlex 700 drive is a 480V AC unit with 75 horsepower and has an Enclosure Type of IP20, NEMA/UL Type 1
55260 | 20BD096A3AYNAEB0 | G | This PowerFlex 700 drive is a 480V AC unit with 75 horsepower and has an Enclosure Type of IP20, NEMA/UL Type 1
54663 | 20BD096A3AYNAEC0 | G | This PowerFlex 700 drive is a 480V AC unit with 75 horsepower and has an Enclosure Type of IP20, NEMA/UL Type 1
54662 | 20BD096A3AYNAED0 | G | This PowerFlex 700 drive is a 480V AC unit with 75 horsepower and has an Enclosure Type of IP20, NEMA/UL Type 1
54661 | 20BD096A3AYNAEN0 | G | This PowerFlex 700 drive is a 480V AC unit with 75 horsepower and has an Enclosure Type of IP20, NEMA/UL Type 1
55011 | 20BD096A3AYNANA0 | G | This PowerFlex 700 drive is a 480V AC unit with 75 horsepower and has an Enclosure Type of IP20, NEMA/UL Type 1
55259 | 20BD096A3AYNANB0 | G | This PowerFlex 700 drive is a 480V AC unit with 75 horsepower and has an Enclosure Type of IP20, NEMA/UL Type 1
54660 | 20BD096A3AYNANC0 | G | This PowerFlex 700 drive is a 480V AC unit with 75 horsepower and has an Enclosure Type of IP20, NEMA/UL Type 1
55258 | 20BD096A3AYNAND0 | G | This PowerFlex 700 drive is a 480V AC unit with 75 horsepower and has an Enclosure Type of IP20, NEMA/UL Type 1
54659 | 20BD096A3AYNANN0 | G | This PowerFlex 700 drive is a 480V AC unit with 75 horsepower and has an Enclosure Type of IP20, NEMA/UL Type 1
55257 | 20BD096A3AYNARA0 | G | This PowerFlex 700 drive is a 480V AC unit with 75 horsepower and has an Enclosure Type of IP20, NEMA/UL Type 1
55256 | 20BD096A3AYNARD0 | G | This PowerFlex 700 drive is a 480V AC unit with 75 horsepower and has an Enclosure Type of IP20, NEMA/UL Type 1
6907 | 20BD096F0ANNANC0 | G | This PowerFlex 700 drive is a 480V AC unit with 75 horsepower and has an Enclosure Type of IP00, NEMA/UL Type Open
6908 | 20BD096G0ANNANC0 | G | This PowerFlex 700 drive is a 480V AC unit with 75 horsepower and has an Enclosure Type of IP54, NEMA/UL Type 12
6909 | 20BD125A0ANNANC0 | G | This PowerFlex 700 drive is a 480V AC unit with 100 horsepower and has an Enclosure Type of IP20, NEMA/UL Type 1
55014 | 20BD125A0ANNAND0 | G | This PowerFlex 700 drive is a 480V AC unit with 100 horsepower and has an Enclosure Type of IP20, NEMA/UL Type 1
55431 | 20BD125A0AYNANA0 | G | This PowerFlex 700 drive is a 480V AC unit with 100 horsepower and has an Enclosure Type of IP20, NEMA/UL Type 1
55041 | 20BD125A0AYNAND0 | G | This PowerFlex 700 drive is a 480V AC unit with 100 horsepower and has an Enclosure Type of IP20, NEMA/UL Type 1
55255 | 20BD125A3ANNACA0 | G | This PowerFlex 700 drive is a 480V AC unit with 100 horsepower and has an Enclosure Type of IP20, NEMA/UL Type 1
55254 | 20BD125A3ANNACB0 | G | This PowerFlex 700 drive is a 480V AC unit with 100 horsepower and has an Enclosure Type of IP20, NEMA/UL Type 1
54658 | 20BD125A3ANNACC0 | G | This PowerFlex 700 drive is a 480V AC unit with 100 horsepower and has an Enclosure Type of IP20, NEMA/UL Type 1
55253 | 20BD125A3ANNACC1 | G | This PowerFlex 700 drive is a 480V AC unit with 100 horsepower and has an Enclosure Type of IP20, NEMA/UL Type 1
54657 | 20BD125A3ANNACD0 | G | This PowerFlex 700 drive is a 480V AC unit with 100 horsepower and has an Enclosure Type of IP20, NEMA/UL Type 1
55252 | 20BD125A3ANNACD1 | G | This PowerFlex 700 drive is a 480V AC unit with 100 horsepower and has an Enclosure Type of IP20, NEMA/UL Type 1
54898 | 20BD125A3ANNACN0 | G | This PowerFlex 700 drive is a 480V AC unit with 100 horsepower and has an Enclosure Type of IP20, NEMA/UL Type 1
55251 | 20BD125A3ANNADA0 | G | This PowerFlex 700 drive is a 480V AC unit with 100 horsepower and has an Enclosure Type of IP20, NEMA/UL Type 1
55250 | 20BD125A3ANNADB0 | G | This PowerFlex 700 drive is a 480V AC unit with 100 horsepower and has an Enclosure Type of IP20, NEMA/UL Type 1
54897 | 20BD125A3ANNADC0 | G | This PowerFlex 700 drive is a 480V AC unit with 100 horsepower and has an Enclosure Type of IP20, NEMA/UL Type 1
55249 | 20BD125A3ANNADC1 | G | This PowerFlex 700 drive is a 480V AC unit with 100 horsepower and has an Enclosure Type of IP20, NEMA/UL Type 1
54896 | 20BD125A3ANNADD0 | G | This PowerFlex 700 drive is a 480V AC unit with 100 horsepower and has an Enclosure Type of IP20, NEMA/UL Type 1
55248 | 20BD125A3ANNADD1 | G | This PowerFlex 700 drive is a 480V AC unit with 100 horsepower and has an Enclosure Type of IP20, NEMA/UL Type 1
54656 | 20BD125A3ANNADN0 | G | This PowerFlex 700 drive is a 480V AC unit with 100 horsepower and has an Enclosure Type of IP20, NEMA/UL Type 1
55247 | 20BD125A3ANNAEA0 | G | This PowerFlex 700 drive is a 480V AC unit with 100 horsepower and has an Enclosure Type of IP20, NEMA/UL Type 1
55246 | 20BD125A3ANNAEB0 | G | This PowerFlex 700 drive is a 480V AC unit with 100 horsepower and has an Enclosure Type of IP20, NEMA/UL Type 1
54895 | 20BD125A3ANNAEC0 | G | This PowerFlex 700 drive is a 480V AC unit with 100 horsepower and has an Enclosure Type of IP20, NEMA/UL Type 1
55245 | 20BD125A3ANNAEC1 | G | This PowerFlex 700 drive is a 480V AC unit with 100 horsepower and has an Enclosure Type of IP20, NEMA/UL Type 1
54894 | 20BD125A3ANNAED0 | G | This PowerFlex 700 drive is a 480V AC unit with 100 horsepower and has an Enclosure Type of IP20, NEMA/UL Type 1
55244 | 20BD125A3ANNAED1 | G | This PowerFlex 700 drive is a 480V AC unit with 100 horsepower and has an Enclosure Type of IP20, NEMA/UL Type 1
54893 | 20BD125A3ANNAEN0 | G | This PowerFlex 700 drive is a 480V AC unit with 100 horsepower and has an Enclosure Type of IP20, NEMA/UL Type 1
55389 | 20BD125A3ANNANA0 | G | This PowerFlex 700 drive is a 480V AC unit with 100 horsepower and has an Enclosure Type of IP20, NEMA/UL Type 1
55243 | 20BD125A3ANNANB0 | G | This PowerFlex 700 drive is a 480V AC unit with 100 horsepower and has an Enclosure Type of IP20, NEMA/UL Type 1
54655 | 20BD125A3ANNANC0 | G | This PowerFlex 700 drive is a 480V AC unit with 100 horsepower and has an Enclosure Type of IP20, NEMA/UL Type 1
55242 | 20BD125A3ANNANC1 | G | This PowerFlex 700 drive is a 480V AC unit with 100 horsepower and has an Enclosure Type of IP20, NEMA/UL Type 1
55010 | 20BD125A3ANNAND0 | G | This PowerFlex 700 drive is a 480V AC unit with 100 horsepower and has an Enclosure Type of IP20, NEMA/UL Type 1
55241 | 20BD125A3ANNAND1 | G | This PowerFlex 700 drive is a 480V AC unit with 100 horsepower and has an Enclosure Type of IP20, NEMA/UL Type 1
54892 | 20BD125A3ANNANN0 | G | This PowerFlex 700 drive is a 480V AC unit with 100 horsepower and has an Enclosure Type of IP20, NEMA/UL Type 1
55240 | 20BD125A3ANNARA0 | G | This PowerFlex 700 drive is a 480V AC unit with 100 horsepower and has an Enclosure Type of IP20, NEMA/UL Type 1
55239 | 20BD125A3ANNARB0 | G | This PowerFlex 700 drive is a 480V AC unit with 100 horsepower and has an Enclosure Type of IP20, NEMA/UL Type 1
55302 | 20BD125A3ANNARC0 | G | This PowerFlex 700 drive is a 480V AC unit with 100 horsepower and has an Enclosure Type of IP20, NEMA/UL Type 1
55238 | 20BD125A3ANNARC1 | G | This PowerFlex 700 drive is a 480V AC unit with 100 horsepower and has an Enclosure Type of IP20, NEMA/UL Type 1
55237 | 20BD125A3ANNARD0 | G | This PowerFlex 700 drive is a 480V AC unit with 100 horsepower and has an Enclosure Type of IP20, NEMA/UL Type 1
55236 | 20BD125A3ANNARD1 | G | This PowerFlex 700 drive is a 480V AC unit with 100 horsepower and has an Enclosure Type of IP20, NEMA/UL Type 1
55235 | 20BD125A3ANNARN0 | G | This PowerFlex 700 drive is a 480V AC unit with 100 horsepower and has an Enclosure Type of IP20, NEMA/UL Type 1
55234 | 20BD125A3AYNACA0 | G | This PowerFlex 700 drive is a 480V AC unit with 100 horsepower and has an Enclosure Type of IP20, NEMA/UL Type 1
54891 | 20BD125A3AYNACC0 | G | This PowerFlex 700 drive is a 480V AC unit with 100 horsepower and has an Enclosure Type of IP20, NEMA/UL Type 1
55233 | 20BD125A3AYNACC1 | G | This PowerFlex 700 drive is a 480V AC unit with 100 horsepower and has an Enclosure Type of IP20, NEMA/UL Type 1
54890 | 20BD125A3AYNACD0 | G | This PowerFlex 700 drive is a 480V AC unit with 100 horsepower and has an Enclosure Type of IP20, NEMA/UL Type 1
55232 | 20BD125A3AYNACD1 | G | This PowerFlex 700 drive is a 480V AC unit with 100 horsepower and has an Enclosure Type of IP20, NEMA/UL Type 1
54889 | 20BD125A3AYNACN0 | G | This PowerFlex 700 drive is a 480V AC unit with 100 horsepower and has an Enclosure Type of IP20, NEMA/UL Type 1
55231 | 20BD125A3AYNADA0 | G | This PowerFlex 700 drive is a 480V AC unit with 100 horsepower and has an Enclosure Type of IP20, NEMA/UL Type 1
55230 | 20BD125A3AYNADB0 | G | This PowerFlex 700 drive is a 480V AC unit with 100 horsepower and has an Enclosure Type of IP20, NEMA/UL Type 1
55388 | 20BD125A3AYNADC0 | G | This PowerFlex 700 drive is a 480V AC unit with 100 horsepower and has an Enclosure Type of IP20, NEMA/UL Type 1
55229 | 20BD125A3AYNADC1 | G | This PowerFlex 700 drive is a 480V AC unit with 100 horsepower and has an Enclosure Type of IP20, NEMA/UL Type 1
54888 | 20BD125A3AYNADD0 | G | This PowerFlex 700 drive is a 480V AC unit with 100 horsepower and has an Enclosure Type of IP20, NEMA/UL Type 1
55228 | 20BD125A3AYNADD1 | G | This PowerFlex 700 drive is a 480V AC unit with 100 horsepower and has an Enclosure Type of IP20, NEMA/UL Type 1
54887 | 20BD125A3AYNADN0 | G | This PowerFlex 700 drive is a 480V AC unit with 100 horsepower and has an Enclosure Type of IP20, NEMA/UL Type 1
55227 | 20BD125A3AYNAEA0 | G | This PowerFlex 700 drive is a 480V AC unit with 100 horsepower and has an Enclosure Type of IP20, NEMA/UL Type 1
55226 | 20BD125A3AYNAEB0 | G | This PowerFlex 700 drive is a 480V AC unit with 100 horsepower and has an Enclosure Type of IP20, NEMA/UL Type 1
54886 | 20BD125A3AYNAEC0 | G | This PowerFlex 700 drive is a 480V AC unit with 100 horsepower and has an Enclosure Type of IP20, NEMA/UL Type 1
55225 | 20BD125A3AYNAEC1 | G | This PowerFlex 700 drive is a 480V AC unit with 100 horsepower and has an Enclosure Type of IP20, NEMA/UL Type 1
54885 | 20BD125A3AYNAED0 | G | This PowerFlex 700 drive is a 480V AC unit with 100 horsepower and has an Enclosure Type of IP20, NEMA/UL Type 1
55224 | 20BD125A3AYNAED1 | G | This PowerFlex 700 drive is a 480V AC unit with 100 horsepower and has an Enclosure Type of IP20, NEMA/UL Type 1
54884 | 20BD125A3AYNAEN0 | G | This PowerFlex 700 drive is a 480V AC unit with 100 horsepower and has an Enclosure Type of IP20, NEMA/UL Type 1
55223 | 20BD125A3AYNANA0 | G | This PowerFlex 700 drive is a 480V AC unit with 100 horsepower and has an Enclosure Type of IP20, NEMA/UL Type 1
55387 | 20BD125A3AYNANB0 | G | This PowerFlex 700 drive is a 480V AC unit with 100 horsepower and has an Enclosure Type of IP20, NEMA/UL Type 1
54883 | 20BD125A3AYNANC0 | G | This PowerFlex 700 drive is a 480V AC unit with 100 horsepower and has an Enclosure Type of IP20, NEMA/UL Type 1
55222 | 20BD125A3AYNANC1 | G | This PowerFlex 700 drive is a 480V AC unit with 100 horsepower and has an Enclosure Type of IP20, NEMA/UL Type 1
55009 | 20BD125A3AYNAND0 | G | This PowerFlex 700 drive is a 480V AC unit with 100 horsepower and has an Enclosure Type of IP20, NEMA/UL Type 1
55221 | 20BD125A3AYNAND1 | G | This PowerFlex 700 drive is a 480V AC unit with 100 horsepower and has an Enclosure Type of IP20, NEMA/UL Type 1
54882 | 20BD125A3AYNANN0 | G | This PowerFlex 700 drive is a 480V AC unit with 100 horsepower and has an Enclosure Type of IP20, NEMA/UL Type 1
55220 | 20BD125A3AYNARA0 | G | This PowerFlex 700 drive is a 480V AC unit with 100 horsepower and has an Enclosure Type of IP20, NEMA/UL Type 1
55219 | 20BD125A3AYNARB0 | G | This PowerFlex 700 drive is a 480V AC unit with 100 horsepower and has an Enclosure Type of IP20, NEMA/UL Type 1
55218 | 20BD125A3AYNARC0 | G | This PowerFlex 700 drive is a 480V AC unit with 100 horsepower and has an Enclosure Type of IP20, NEMA/UL Type 1
55217 | 20BD125A3AYNARC1 | G | This PowerFlex 700 drive is a 480V AC unit with 100 horsepower and has an Enclosure Type of IP20, NEMA/UL Type 1
55216 | 20BD125A3AYNARD0 | G | This PowerFlex 700 drive is a 480V AC unit with 100 horsepower and has an Enclosure Type of IP20, NEMA/UL Type 1
55215 | 20BD125A3AYNARD1 | G | This PowerFlex 700 drive is a 480V AC unit with 100 horsepower and has an Enclosure Type of IP20, NEMA/UL Type 1
55214 | 20BD125A3AYNARN0 | G | This PowerFlex 700 drive is a 480V AC unit with 100 horsepower and has an Enclosure Type of IP20, NEMA/UL Type 1
6910 | 20BD125F0ANNANC0 | G | This PowerFlex 700 drive is a 480V AC unit with 100 horsepower and has an Enclosure Type of IP00, NEMA/UL Type Open
6911 | 20BD125G0ANNANC0 | G | This PowerFlex 700 drive is a 480V AC unit with 100 horsepower and has an Enclosure Type of IP54, NEMA/UL Type 12
54514 | 20BD14A0AYNAND0 | G | This PowerFlex 700 drive is a 480V AC unit with 0.5 horsepower and has an Enclosure Type of IP20, NEMA/UL Type 1
55438 | 20BD14A3A3AYNANC0 | G | This PowerFlex 700 drive is a 480V AC unit with 0.5 horsepower and has an Enclosure Type of IP20, NEMA/UL Type 1
55386 | 20BD156A0ANNANA0 | G | This PowerFlex 700 drive is a 480V AC unit with 125 horsepower and has an Enclosure Type of IP20, NEMA/UL Type 1
6912 | 20BD156A0ANNANC0 | G | This PowerFlex 700 drive is a 480V AC unit with 125 horsepower and has an Enclosure Type of IP20, NEMA/UL Type 1
55342 | 20BD156A0ANNAND0 | G | This PowerFlex 700 drive is a 480V AC unit with 125 horsepower and has an Enclosure Type of IP20, NEMA/UL Type 1
54529 | 20BD156A0AYNAND0 | G | This PowerFlex 700 drive is a 480V AC unit with 125 horsepower and has an Enclosure Type of IP20, NEMA/UL Type 1
55301 | 20BD156A0AYNAND1 | G | This PowerFlex 700 drive is a 480V AC unit with 125 horsepower and has an Enclosure Type of IP20, NEMA/UL Type 1
55385 | 20BD156A0NNNANC0 | G | This PowerFlex 700 drive is a 480V AC unit with 125 horsepower and has an Enclosure Type of IP20, NEMA/UL Type 1
54644 | 20BD156A3ANNACA0 | G | This PowerFlex 700 drive is a 480V AC unit with 125 horsepower and has an Enclosure Type of IP20, NEMA/UL Type 1
54643 | 20BD156A3ANNACB0 | G | This PowerFlex 700 drive is a 480V AC unit with 125 horsepower and has an Enclosure Type of IP20, NEMA/UL Type 1
54642 | 20BD156A3ANNACC0 | G | This PowerFlex 700 drive is a 480V AC unit with 125 horsepower and has an Enclosure Type of IP20, NEMA/UL Type 1
54641 | 20BD156A3ANNACD0 | G | This PowerFlex 700 drive is a 480V AC unit with 125 horsepower and has an Enclosure Type of IP20, NEMA/UL Type 1
54640 | 20BD156A3ANNACN0 | G | This PowerFlex 700 drive is a 480V AC unit with 125 horsepower and has an Enclosure Type of IP20, NEMA/UL Type 1
54639 | 20BD156A3ANNADA0 | G | This PowerFlex 700 drive is a 480V AC unit with 125 horsepower and has an Enclosure Type of IP20, NEMA/UL Type 1
54638 | 20BD156A3ANNADB0 | G | This PowerFlex 700 drive is a 480V AC unit with 125 horsepower and has an Enclosure Type of IP20, NEMA/UL Type 1
54637 | 20BD156A3ANNADC0 | G | This PowerFlex 700 drive is a 480V AC unit with 125 horsepower and has an Enclosure Type of IP20, NEMA/UL Type 1
54636 | 20BD156A3ANNADD0 | G | This PowerFlex 700 drive is a 480V AC unit with 125 horsepower and has an Enclosure Type of IP20, NEMA/UL Type 1
54635 | 20BD156A3ANNADN0 | G | This PowerFlex 700 drive is a 480V AC unit with 125 horsepower and has an Enclosure Type of IP20, NEMA/UL Type 1
54634 | 20BD156A3ANNAEA0 | G | This PowerFlex 700 drive is a 480V AC unit with 125 horsepower and has an Enclosure Type of IP20, NEMA/UL Type 1
54633 | 20BD156A3ANNAEB0 | G | This PowerFlex 700 drive is a 480V AC unit with 125 horsepower and has an Enclosure Type of IP20, NEMA/UL Type 1
54632 | 20BD156A3ANNAEC0 | G | This PowerFlex 700 drive is a 480V AC unit with 125 horsepower and has an Enclosure Type of IP20, NEMA/UL Type 1
54631 | 20BD156A3ANNAED0 | G | This PowerFlex 700 drive is a 480V AC unit with 125 horsepower and has an Enclosure Type of IP20, NEMA/UL Type 1
54630 | 20BD156A3ANNAEN0 | G | This PowerFlex 700 drive is a 480V AC unit with 125 horsepower and has an Enclosure Type of IP20, NEMA/UL Type 1
54629 | 20BD156A3ANNANA0 | G | This PowerFlex 700 drive is a 480V AC unit with 125 horsepower and has an Enclosure Type of IP20, NEMA/UL Type 1
54628 | 20BD156A3ANNANB0 | G | This PowerFlex 700 drive is a 480V AC unit with 125 horsepower and has an Enclosure Type of IP20, NEMA/UL Type 1
54627 | 20BD156A3ANNANC0 | G | This PowerFlex 700 drive is a 480V AC unit with 125 horsepower and has an Enclosure Type of IP20, NEMA/UL Type 1
55384 | 20BD156A3ANNAND0 | G | This PowerFlex 700 drive is a 480V AC unit with 125 horsepower and has an Enclosure Type of IP20, NEMA/UL Type 1
54626 | 20BD156A3ANNANN0 | G | This PowerFlex 700 drive is a 480V AC unit with 125 horsepower and has an Enclosure Type of IP20, NEMA/UL Type 1
54625 | 20BD156A3ANNARA0 | G | This PowerFlex 700 drive is a 480V AC unit with 125 horsepower and has an Enclosure Type of IP20, NEMA/UL Type 1
54624 | 20BD156A3ANNARB0 | G | This PowerFlex 700 drive is a 480V AC unit with 125 horsepower and has an Enclosure Type of IP20, NEMA/UL Type 1
54623 | 20BD156A3ANNARC0 | G | This PowerFlex 700 drive is a 480V AC unit with 125 horsepower and has an Enclosure Type of IP20, NEMA/UL Type 1
54622 | 20BD156A3ANNARD0 | G | This PowerFlex 700 drive is a 480V AC unit with 125 horsepower and has an Enclosure Type of IP20, NEMA/UL Type 1
54621 | 20BD156A3ANNARN0 | G | This PowerFlex 700 drive is a 480V AC unit with 125 horsepower and has an Enclosure Type of IP20, NEMA/UL Type 1
54620 | 20BD156A3AYNACA0 | G | This PowerFlex 700 drive is a 480V AC unit with 125 horsepower and has an Enclosure Type of IP20, NEMA/UL Type 1
54619 | 20BD156A3AYNACB0 | G | This PowerFlex 700 drive is a 480V AC unit with 125 horsepower and has an Enclosure Type of IP20, NEMA/UL Type 1
54618 | 20BD156A3AYNACC0 | G | This PowerFlex 700 drive is a 480V AC unit with 125 horsepower and has an Enclosure Type of IP20, NEMA/UL Type 1
54617 | 20BD156A3AYNACD0 | G | This PowerFlex 700 drive is a 480V AC unit with 125 horsepower and has an Enclosure Type of IP20, NEMA/UL Type 1
54616 | 20BD156A3AYNACN0 | G | This PowerFlex 700 drive is a 480V AC unit with 125 horsepower and has an Enclosure Type of IP20, NEMA/UL Type 1
54615 | 20BD156A3AYNADA0 | G | This PowerFlex 700 drive is a 480V AC unit with 125 horsepower and has an Enclosure Type of IP20, NEMA/UL Type 1
54614 | 20BD156A3AYNADB0 | G | This PowerFlex 700 drive is a 480V AC unit with 125 horsepower and has an Enclosure Type of IP20, NEMA/UL Type 1
54613 | 20BD156A3AYNADC0 | G | This PowerFlex 700 drive is a 480V AC unit with 125 horsepower and has an Enclosure Type of IP20, NEMA/UL Type 1
54612 | 20BD156A3AYNADD0 | G | This PowerFlex 700 drive is a 480V AC unit with 125 horsepower and has an Enclosure Type of IP20, NEMA/UL Type 1
55383 | 20BD156A3AYNADN0 | G | This PowerFlex 700 drive is a 480V AC unit with 125 horsepower and has an Enclosure Type of IP20, NEMA/UL Type 1
54611 | 20BD156A3AYNAEA0 | G | This PowerFlex 700 drive is a 480V AC unit with 125 horsepower and has an Enclosure Type of IP20, NEMA/UL Type 1
54610 | 20BD156A3AYNAEC0 | G | This PowerFlex 700 drive is a 480V AC unit with 125 horsepower and has an Enclosure Type of IP20, NEMA/UL Type 1
54609 | 20BD156A3AYNAED0 | G | This PowerFlex 700 drive is a 480V AC unit with 125 horsepower and has an Enclosure Type of IP20, NEMA/UL Type 1
54608 | 20BD156A3AYNAEN0 | G | This PowerFlex 700 drive is a 480V AC unit with 125 horsepower and has an Enclosure Type of IP20, NEMA/UL Type 1
54607 | 20BD156A3AYNANA0 | G | This PowerFlex 700 drive is a 480V AC unit with 125 horsepower and has an Enclosure Type of IP20, NEMA/UL Type 1
54606 | 20BD156A3AYNANB0 | G | This PowerFlex 700 drive is a 480V AC unit with 125 horsepower and has an Enclosure Type of IP20, NEMA/UL Type 1
54605 | 20BD156A3AYNANC0 | G | This PowerFlex 700 drive is a 480V AC unit with 125 horsepower and has an Enclosure Type of IP20, NEMA/UL Type 1
55382 | 20BD156A3AYNAND0 | G | This PowerFlex 700 drive is a 480V AC unit with 125 horsepower and has an Enclosure Type of IP20, NEMA/UL Type 1
54604 | 20BD156A3AYNANN0 | G | This PowerFlex 700 drive is a 480V AC unit with 125 horsepower and has an Enclosure Type of IP20, NEMA/UL Type 1
54603 | 20BD156A3AYNARA0 | G | This PowerFlex 700 drive is a 480V AC unit with 125 horsepower and has an Enclosure Type of IP20, NEMA/UL Type 1
54602 | 20BD156A3AYNARB0 | G | This PowerFlex 700 drive is a 480V AC unit with 125 horsepower and has an Enclosure Type of IP20, NEMA/UL Type 1
54601 | 20BD156A3AYNARC0 | G | This PowerFlex 700 drive is a 480V AC unit with 125 horsepower and has an Enclosure Type of IP20, NEMA/UL Type 1
54600 | 20BD156A3AYNARD0 | G | This PowerFlex 700 drive is a 480V AC unit with 125 horsepower and has an Enclosure Type of IP20, NEMA/UL Type 1
54599 | 20BD156A3AYNARN0 | G | This PowerFlex 700 drive is a 480V AC unit with 125 horsepower and has an Enclosure Type of IP20, NEMA/UL Type 1
6913 | 20BD156F0ANNANC0 | G | This PowerFlex 700 drive is a 480V AC unit with 125 horsepower and has an Enclosure Type of IP00, NEMA/UL Type Open
6914 | 20BD156G0ANNANC0 | G | This PowerFlex 700 drive is a 480V AC unit with 125 horsepower and has an Enclosure Type of IP54, NEMA/UL Type 12
6915 | 20BD180A0ANNANC0 | G | This PowerFlex 700 drive is a 480V AC unit with 150 horsepower and has an Enclosure Type of IP20, NEMA/UL Type 1
55324 | 20BD180A0ANNAND0 | G | This PowerFlex 700 drive is a 480V AC unit with 150 horsepower and has an Enclosure Type of IP20, NEMA/UL Type 1
54799 | 20BD180A0AYNANC0 | G | This PowerFlex 700 drive is a 480V AC unit with 150 horsepower and has an Enclosure Type of IP20, NEMA/UL Type 1
55008 | 20BD180A3ANNACA0 | G | This PowerFlex 700 drive is a 480V AC unit with 150 horsepower and has an Enclosure Type of IP20, NEMA/UL Type 1
55213 | 20BD180A3ANNACB0 | G | This PowerFlex 700 drive is a 480V AC unit with 150 horsepower and has an Enclosure Type of IP20, NEMA/UL Type 1
55212 | 20BD180A3ANNACC0 | G | This PowerFlex 700 drive is a 480V AC unit with 150 horsepower and has an Enclosure Type of IP20, NEMA/UL Type 1
55007 | 20BD180A3ANNACD0 | G | This PowerFlex 700 drive is a 480V AC unit with 150 horsepower and has an Enclosure Type of IP20, NEMA/UL Type 1
55211 | 20BD180A3ANNACN0 | G | This PowerFlex 700 drive is a 480V AC unit with 150 horsepower and has an Enclosure Type of IP20, NEMA/UL Type 1
55210 | 20BD180A3ANNADA0 | G | This PowerFlex 700 drive is a 480V AC unit with 150 horsepower and has an Enclosure Type of IP20, NEMA/UL Type 1
55006 | 20BD180A3ANNADB0 | G | This PowerFlex 700 drive is a 480V AC unit with 150 horsepower and has an Enclosure Type of IP20, NEMA/UL Type 1
55005 | 20BD180A3ANNADC0 | G | This PowerFlex 700 drive is a 480V AC unit with 150 horsepower and has an Enclosure Type of IP20, NEMA/UL Type 1
55209 | 20BD180A3ANNADD0 | G | This PowerFlex 700 drive is a 480V AC unit with 150 horsepower and has an Enclosure Type of IP20, NEMA/UL Type 1
55208 | 20BD180A3ANNADN0 | G | This PowerFlex 700 drive is a 480V AC unit with 150 horsepower and has an Enclosure Type of IP20, NEMA/UL Type 1
55004 | 20BD180A3ANNAEA0 | G | This PowerFlex 700 drive is a 480V AC unit with 150 horsepower and has an Enclosure Type of IP20, NEMA/UL Type 1
55003 | 20BD180A3ANNAEB0 | G | This PowerFlex 700 drive is a 480V AC unit with 150 horsepower and has an Enclosure Type of IP20, NEMA/UL Type 1
55207 | 20BD180A3ANNAEC0 | G | This PowerFlex 700 drive is a 480V AC unit with 150 horsepower and has an Enclosure Type of IP20, NEMA/UL Type 1
55206 | 20BD180A3ANNAED0 | G | This PowerFlex 700 drive is a 480V AC unit with 150 horsepower and has an Enclosure Type of IP20, NEMA/UL Type 1
55205 | 20BD180A3ANNAEN0 | G | This PowerFlex 700 drive is a 480V AC unit with 150 horsepower and has an Enclosure Type of IP20, NEMA/UL Type 1
55204 | 20BD180A3ANNANA0 | G | This PowerFlex 700 drive is a 480V AC unit with 150 horsepower and has an Enclosure Type of IP20, NEMA/UL Type 1
55002 | 20BD180A3ANNANB0 | G | This PowerFlex 700 drive is a 480V AC unit with 150 horsepower and has an Enclosure Type of IP20, NEMA/UL Type 1
55030 | 20BD180A3ANNANC0 | G | This PowerFlex 700 drive is a 480V AC unit with 150 horsepower and has an Enclosure Type of IP20, NEMA/UL Type 1
54531 | 20BD180A3ANNAND0 | G | This PowerFlex 700 drive is a 480V AC unit with 150 horsepower and has an Enclosure Type of IP20, NEMA/UL Type 1
55001 | 20BD180A3ANNANN0 | G | This PowerFlex 700 drive is a 480V AC unit with 150 horsepower and has an Enclosure Type of IP20, NEMA/UL Type 1
55000 | 20BD180A3ANNARA0 | G | This PowerFlex 700 drive is a 480V AC unit with 150 horsepower and has an Enclosure Type of IP20, NEMA/UL Type 1
54999 | 20BD180A3ANNARB0 | G | This PowerFlex 700 drive is a 480V AC unit with 150 horsepower and has an Enclosure Type of IP20, NEMA/UL Type 1
55203 | 20BD180A3ANNARC0 | G | This PowerFlex 700 drive is a 480V AC unit with 150 horsepower and has an Enclosure Type of IP20, NEMA/UL Type 1
55202 | 20BD180A3ANNARD0 | G | This PowerFlex 700 drive is a 480V AC unit with 150 horsepower and has an Enclosure Type of IP20, NEMA/UL Type 1
55201 | 20BD180A3ANNARN0 | G | This PowerFlex 700 drive is a 480V AC unit with 150 horsepower and has an Enclosure Type of IP20, NEMA/UL Type 1
54998 | 20BD180A3AYNACA0 | G | This PowerFlex 700 drive is a 480V AC unit with 150 horsepower and has an Enclosure Type of IP20, NEMA/UL Type 1
54997 | 20BD180A3AYNACB0 | G | This PowerFlex 700 drive is a 480V AC unit with 150 horsepower and has an Enclosure Type of IP20, NEMA/UL Type 1
54996 | 20BD180A3AYNACC0 | G | This PowerFlex 700 drive is a 480V AC unit with 150 horsepower and has an Enclosure Type of IP20, NEMA/UL Type 1
54995 | 20BD180A3AYNACD0 | G | This PowerFlex 700 drive is a 480V AC unit with 150 horsepower and has an Enclosure Type of IP20, NEMA/UL Type 1
54994 | 20BD180A3AYNACN0 | G | This PowerFlex 700 drive is a 480V AC unit with 150 horsepower and has an Enclosure Type of IP20, NEMA/UL Type 1
54993 | 20BD180A3AYNADA0 | G | This PowerFlex 700 drive is a 480V AC unit with 150 horsepower and has an Enclosure Type of IP20, NEMA/UL Type 1
54992 | 20BD180A3AYNADB0 | G | This PowerFlex 700 drive is a 480V AC unit with 150 horsepower and has an Enclosure Type of IP20, NEMA/UL Type 1
55200 | 20BD180A3AYNADC0 | G | This PowerFlex 700 drive is a 480V AC unit with 150 horsepower and has an Enclosure Type of IP20, NEMA/UL Type 1
55381 | 20BD180A3AYNADC1 | G | This PowerFlex 700 drive is a 480V AC unit with 150 horsepower and has an Enclosure Type of IP20, NEMA/UL Type 1
54991 | 20BD180A3AYNADD0 | G | This PowerFlex 700 drive is a 480V AC unit with 150 horsepower and has an Enclosure Type of IP20, NEMA/UL Type 1
54990 | 20BD180A3AYNADN0 | G | This PowerFlex 700 drive is a 480V AC unit with 150 horsepower and has an Enclosure Type of IP20, NEMA/UL Type 1
54989 | 20BD180A3AYNAEA0 | G | This PowerFlex 700 drive is a 480V AC unit with 150 horsepower and has an Enclosure Type of IP20, NEMA/UL Type 1
55199 | 20BD180A3AYNAEB0 | G | This PowerFlex 700 drive is a 480V AC unit with 150 horsepower and has an Enclosure Type of IP20, NEMA/UL Type 1
54988 | 20BD180A3AYNAEC0 | G | This PowerFlex 700 drive is a 480V AC unit with 150 horsepower and has an Enclosure Type of IP20, NEMA/UL Type 1
55198 | 20BD180A3AYNAED0 | G | This PowerFlex 700 drive is a 480V AC unit with 150 horsepower and has an Enclosure Type of IP20, NEMA/UL Type 1
54987 | 20BD180A3AYNAEN0 | G | This PowerFlex 700 drive is a 480V AC unit with 150 horsepower and has an Enclosure Type of IP20, NEMA/UL Type 1
54986 | 20BD180A3AYNANA0 | G | This PowerFlex 700 drive is a 480V AC unit with 150 horsepower and has an Enclosure Type of IP20, NEMA/UL Type 1
54985 | 20BD180A3AYNANB0 | G | This PowerFlex 700 drive is a 480V AC unit with 150 horsepower and has an Enclosure Type of IP20, NEMA/UL Type 1
54984 | 20BD180A3AYNANC0 | G | This PowerFlex 700 drive is a 480V AC unit with 150 horsepower and has an Enclosure Type of IP20, NEMA/UL Type 1
54983 | 20BD180A3AYNAND0 | G | This PowerFlex 700 drive is a 480V AC unit with 150 horsepower and has an Enclosure Type of IP20, NEMA/UL Type 1
54982 | 20BD180A3AYNANN0 | G | This PowerFlex 700 drive is a 480V AC unit with 150 horsepower and has an Enclosure Type of IP20, NEMA/UL Type 1
54981 | 20BD180A3AYNARA0 | G | This PowerFlex 700 drive is a 480V AC unit with 150 horsepower and has an Enclosure Type of IP20, NEMA/UL Type 1
55197 | 20BD180A3AYNARB0 | G | This PowerFlex 700 drive is a 480V AC unit with 150 horsepower and has an Enclosure Type of IP20, NEMA/UL Type 1
55196 | 20BD180A3AYNARC0 | G | This PowerFlex 700 drive is a 480V AC unit with 150 horsepower and has an Enclosure Type of IP20, NEMA/UL Type 1
55195 | 20BD180A3AYNARD0 | G | This PowerFlex 700 drive is a 480V AC unit with 150 horsepower and has an Enclosure Type of IP20, NEMA/UL Type 1
54980 | 20BD180A3AYNARN0 | G | This PowerFlex 700 drive is a 480V AC unit with 150 horsepower and has an Enclosure Type of IP20, NEMA/UL Type 1
6916 | 20BD180F0ANNANC0 | G | This PowerFlex 700 drive is a 480V AC unit with 150 horsepower and has an Enclosure Type of IP00, NEMA/UL Type Open
6917 | 20BD180G0ANNANC0 | G | This PowerFlex 700 drive is a 480V AC unit with 150 horsepower and has an Enclosure Type of IP54, NEMA/UL Type 12
55380 | 20BD1P1A0AYNANA0 | G | This PowerFlex 700 drive is a 480V AC unit with 0.5 horsepower and has an Enclosure Type of IP20, NEMA/UL Type 1
6918 | 20BD1P1A0AYNANC0 | G | This PowerFlex 700 drive is a 480V AC unit with 0.5 horsepower and has an Enclosure Type of IP20, NEMA/UL Type 1
55045 | 20BD1P1A0AYNAND0 | G | This PowerFlex 700 drive is a 480V AC unit with 0.5 horsepower and has an Enclosure Type of IP20, NEMA/UL Type 1
55284 | 20BD1P1A3AYNACC0 | G | This PowerFlex 700 drive is a 480V AC unit with 0.5 horsepower and has an Enclosure Type of IP20, NEMA/UL Type 1
55181 | 20BD1P1A3AYNADA0 | G | This PowerFlex 700 drive is a 480V AC unit with 0.5 horsepower and has an Enclosure Type of IP20, NEMA/UL Type 1
55044 | 20BD1P1A3AYNANC0 | G | This PowerFlex 700 drive is a 480V AC unit with 0.5 horsepower and has an Enclosure Type of IP20, NEMA/UL Type 1
55043 | 20BD1P1A3AYNANC1 | G | This PowerFlex 700 drive is a 480V AC unit with 0.5 horsepower and has an Enclosure Type of IP20, NEMA/UL Type 1
55327 | 20BD1P1A3AYNAND0 | G | This PowerFlex 700 drive is a 480V AC unit with 0.5 horsepower and has an Enclosure Type of IP20, NEMA/UL Type 1
55042 | 20BD1P1A3AYNARD0 | G | This PowerFlex 700 drive is a 480V AC unit with 0.5 horsepower and has an Enclosure Type of IP20, NEMA/UL Type 1
55168 | 20BD1P1A3AYYAND1 | G | This PowerFlex 700 drive is a 480V AC unit with 0.5 horsepower and has an Enclosure Type of IP20, NEMA/UL Type 1
55333 | 20BD1P1A5AYYACA0 | G | This PowerFlex 700 drive is a 480V AC unit with 0.5 horsepower and has an Enclosure Type of IP20, NEMA/UL Type 1
6919 | 20BD248A0ANNANC0 | G | This PowerFlex 700 drive is a 480V AC unit with 200 horsepower and has an Enclosure Type of IP20, NEMA/UL Type 1
55379 | 20BD248A0ANNAND0 | G | This PowerFlex 700 drive is a 480V AC unit with 200 horsepower and has an Enclosure Type of IP20, NEMA/UL Type 1
54869 | 20BD248A3ANNACA0 | G | This PowerFlex 700 drive is a 480V AC unit with 200 horsepower and has an Enclosure Type of IP20, NEMA/UL Type 1
54868 | 20BD248A3ANNACB0 | G | This PowerFlex 700 drive is a 480V AC unit with 200 horsepower and has an Enclosure Type of IP20, NEMA/UL Type 1
54867 | 20BD248A3ANNACC0 | G | This PowerFlex 700 drive is a 480V AC unit with 200 horsepower and has an Enclosure Type of IP20, NEMA/UL Type 1
54866 | 20BD248A3ANNACD0 | G | This PowerFlex 700 drive is a 480V AC unit with 200 horsepower and has an Enclosure Type of IP20, NEMA/UL Type 1
54865 | 20BD248A3ANNACN0 | G | This PowerFlex 700 drive is a 480V AC unit with 200 horsepower and has an Enclosure Type of IP20, NEMA/UL Type 1
54864 | 20BD248A3ANNADA0 | G | This PowerFlex 700 drive is a 480V AC unit with 200 horsepower and has an Enclosure Type of IP20, NEMA/UL Type 1
54863 | 20BD248A3ANNADB0 | G | This PowerFlex 700 drive is a 480V AC unit with 200 horsepower and has an Enclosure Type of IP20, NEMA/UL Type 1
54862 | 20BD248A3ANNADC0 | G | This PowerFlex 700 drive is a 480V AC unit with 200 horsepower and has an Enclosure Type of IP20, NEMA/UL Type 1
54861 | 20BD248A3ANNADD0 | G | This PowerFlex 700 drive is a 480V AC unit with 200 horsepower and has an Enclosure Type of IP20, NEMA/UL Type 1
54860 | 20BD248A3ANNADN0 | G | This PowerFlex 700 drive is a 480V AC unit with 200 horsepower and has an Enclosure Type of IP20, NEMA/UL Type 1
54859 | 20BD248A3ANNAEA0 | G | This PowerFlex 700 drive is a 480V AC unit with 200 horsepower and has an Enclosure Type of IP20, NEMA/UL Type 1
54858 | 20BD248A3ANNAEB0 | G | This PowerFlex 700 drive is a 480V AC unit with 200 horsepower and has an Enclosure Type of IP20, NEMA/UL Type 1
54857 | 20BD248A3ANNAEC0 | G | This PowerFlex 700 drive is a 480V AC unit with 200 horsepower and has an Enclosure Type of IP20, NEMA/UL Type 1
54856 | 20BD248A3ANNAED0 | G | This PowerFlex 700 drive is a 480V AC unit with 200 horsepower and has an Enclosure Type of IP20, NEMA/UL Type 1
54855 | 20BD248A3ANNAEN0 | G | This PowerFlex 700 drive is a 480V AC unit with 200 horsepower and has an Enclosure Type of IP20, NEMA/UL Type 1
54854 | 20BD248A3ANNANA0 | G | This PowerFlex 700 drive is a 480V AC unit with 200 horsepower and has an Enclosure Type of IP20, NEMA/UL Type 1
55343 | 20BD248A3ANNANB0 | G | This PowerFlex 700 drive is a 480V AC unit with 200 horsepower and has an Enclosure Type of IP20, NEMA/UL Type 1
55336 | 20BD248A3ANNAND0 | G | This PowerFlex 700 drive is a 480V AC unit with 200 horsepower and has an Enclosure Type of IP20, NEMA/UL Type 1
54598 | 20BD248A3ANNANN0 | G | This PowerFlex 700 drive is a 480V AC unit with 200 horsepower and has an Enclosure Type of IP20, NEMA/UL Type 1
54853 | 20BD248A3ANNARA0 | G | This PowerFlex 700 drive is a 480V AC unit with 200 horsepower and has an Enclosure Type of IP20, NEMA/UL Type 1
54852 | 20BD248A3ANNARB0 | G | This PowerFlex 700 drive is a 480V AC unit with 200 horsepower and has an Enclosure Type of IP20, NEMA/UL Type 1
54851 | 20BD248A3ANNARC0 | G | This PowerFlex 700 drive is a 480V AC unit with 200 horsepower and has an Enclosure Type of IP20, NEMA/UL Type 1
54850 | 20BD248A3ANNARD0 | G | This PowerFlex 700 drive is a 480V AC unit with 200 horsepower and has an Enclosure Type of IP20, NEMA/UL Type 1
54849 | 20BD248A3ANNARN0 | G | This PowerFlex 700 drive is a 480V AC unit with 200 horsepower and has an Enclosure Type of IP20, NEMA/UL Type 1
54848 | 20BD248A3AYNACA0 | G | This PowerFlex 700 drive is a 480V AC unit with 200 horsepower and has an Enclosure Type of IP20, NEMA/UL Type 1
54847 | 20BD248A3AYNACB0 | G | This PowerFlex 700 drive is a 480V AC unit with 200 horsepower and has an Enclosure Type of IP20, NEMA/UL Type 1
54846 | 20BD248A3AYNACC0 | G | This PowerFlex 700 drive is a 480V AC unit with 200 horsepower and has an Enclosure Type of IP20, NEMA/UL Type 1
54845 | 20BD248A3AYNACD0 | G | This PowerFlex 700 drive is a 480V AC unit with 200 horsepower and has an Enclosure Type of IP20, NEMA/UL Type 1
54844 | 20BD248A3AYNACN0 | G | This PowerFlex 700 drive is a 480V AC unit with 200 horsepower and has an Enclosure Type of IP20, NEMA/UL Type 1
54843 | 20BD248A3AYNADA0 | G | This PowerFlex 700 drive is a 480V AC unit with 200 horsepower and has an Enclosure Type of IP20, NEMA/UL Type 1
54842 | 20BD248A3AYNADB0 | G | This PowerFlex 700 drive is a 480V AC unit with 200 horsepower and has an Enclosure Type of IP20, NEMA/UL Type 1
54841 | 20BD248A3AYNADC0 | G | This PowerFlex 700 drive is a 480V AC unit with 200 horsepower and has an Enclosure Type of IP20, NEMA/UL Type 1
54840 | 20BD248A3AYNADD0 | G | This PowerFlex 700 drive is a 480V AC unit with 200 horsepower and has an Enclosure Type of IP20, NEMA/UL Type 1
54839 | 20BD248A3AYNADN0 | G | This PowerFlex 700 drive is a 480V AC unit with 200 horsepower and has an Enclosure Type of IP20, NEMA/UL Type 1
54838 | 20BD248A3AYNAEA0 | G | This PowerFlex 700 drive is a 480V AC unit with 200 horsepower and has an Enclosure Type of IP20, NEMA/UL Type 1
54837 | 20BD248A3AYNAEB0 | G | This PowerFlex 700 drive is a 480V AC unit with 200 horsepower and has an Enclosure Type of IP20, NEMA/UL Type 1
54836 | 20BD248A3AYNAEC0 | G | This PowerFlex 700 drive is a 480V AC unit with 200 horsepower and has an Enclosure Type of IP20, NEMA/UL Type 1
54835 | 20BD248A3AYNAED0 | G | This PowerFlex 700 drive is a 480V AC unit with 200 horsepower and has an Enclosure Type of IP20, NEMA/UL Type 1
54834 | 20BD248A3AYNAEN0 | G | This PowerFlex 700 drive is a 480V AC unit with 200 horsepower and has an Enclosure Type of IP20, NEMA/UL Type 1
54833 | 20BD248A3AYNANA0 | G | This PowerFlex 700 drive is a 480V AC unit with 200 horsepower and has an Enclosure Type of IP20, NEMA/UL Type 1
54832 | 20BD248A3AYNANB0 | G | This PowerFlex 700 drive is a 480V AC unit with 200 horsepower and has an Enclosure Type of IP20, NEMA/UL Type 1
54597 | 20BD248A3AYNANC0 | G | This PowerFlex 700 drive is a 480V AC unit with 200 horsepower and has an Enclosure Type of IP20, NEMA/UL Type 1
54596 | 20BD248A3AYNAND0 | G | This PowerFlex 700 drive is a 480V AC unit with 200 horsepower and has an Enclosure Type of IP20, NEMA/UL Type 1
54595 | 20BD248A3AYNANN0 | G | This PowerFlex 700 drive is a 480V AC unit with 200 horsepower and has an Enclosure Type of IP20, NEMA/UL Type 1
54831 | 20BD248A3AYNARA0 | G | This PowerFlex 700 drive is a 480V AC unit with 200 horsepower and has an Enclosure Type of IP20, NEMA/UL Type 1
54830 | 20BD248A3AYNARB0 | G | This PowerFlex 700 drive is a 480V AC unit with 200 horsepower and has an Enclosure Type of IP20, NEMA/UL Type 1
54829 | 20BD248A3AYNARC0 | G | This PowerFlex 700 drive is a 480V AC unit with 200 horsepower and has an Enclosure Type of IP20, NEMA/UL Type 1
54828 | 20BD248A3AYNARD0 | G | This PowerFlex 700 drive is a 480V AC unit with 200 horsepower and has an Enclosure Type of IP20, NEMA/UL Type 1
54827 | 20BD248A3AYNARN0 | G | This PowerFlex 700 drive is a 480V AC unit with 200 horsepower and has an Enclosure Type of IP20, NEMA/UL Type 1
55437 | 20BD248A3AYNNAND0 | G | This PowerFlex 700 drive is a 480V AC unit with 200 horsepower and has an Enclosure Type of IP20, NEMA/UL Type 1
6920 | 20BD248F0ANNANC0 | G | This PowerFlex 700 drive is a 480V AC unit with 200 horsepower and has an Enclosure Type of IP00, NEMA/UL Type Open
6921 | 20BD248G0ANNANC0 | G | This PowerFlex 700 drive is a 480V AC unit with 200 horsepower and has an Enclosure Type of IP54, NEMA/UL Type 12
6922 | 20BD292A0ANNNNC0 | G | This PowerFlex 700 drive is a 480V AC unit with 250 horsepower and has an Enclosure Type of IP20, NEMA/UL Type 1
6923 | 20BD292N0ANNNNC0 | G | This PowerFlex 700 drive is a 480V AC unit with 250 horsepower and has an Enclosure Type of IP00, NEMA/UL Type Open
54826 | 20BD2P1A0AYNANA0 | G | This PowerFlex 700 drive is a 480V AC unit with 1 horsepower and has an Enclosure Type of IP20, NEMA/UL Type 1
55287 | 20BD2P1A0AYNANB0 | G | This PowerFlex 700 drive is a 480V AC unit with 1 horsepower and has an Enclosure Type of IP20, NEMA/UL Type 1
6924 | 20BD2P1A0AYNANC0 | G | <p>This PowerFlex 700 drive is a 480V AC unit with 1 horsepower and has an Enclosure Type of IP20, NEMA/UL Type 1</p>
55293 | 20BD2P1A0AYNANC1 | G | This PowerFlex 700 drive is a 480V AC unit with 1 horsepower and has an Enclosure Type of IP20, NEMA/UL Type 1
55378 | 20BD2P1A0AYNAND0 | G | This PowerFlex 700 drive is a 480V AC unit with 1 horsepower and has an Enclosure Type of IP20, NEMA/UL Type 1
55167 | 20BD2P1A0AYNANN0 | G | This PowerFlex 700 drive is a 480V AC unit with 1 horsepower and has an Enclosure Type of IP20, NEMA/UL Type 1
55179 | 20BD2P1A0AYYANC0 | G | This PowerFlex 700 drive is a 480V AC unit with 1 horsepower and has an Enclosure Type of IP20, NEMA/UL Type 1
55428 | 20BD2P1A0NYNANA0 | G | This PowerFlex 700 drive is a 480V AC unit with 1 horsepower and has an Enclosure Type of IP20, NEMA/UL Type 1
55377 | 20BD2P1A0NYNANN0 | G | This PowerFlex 700 drive is a 480V AC unit with 1 horsepower and has an Enclosure Type of IP20, NEMA/UL Type 1
55300 | 20BD2P1A0NYYANA0 | G | This PowerFlex 700 drive is a 480V AC unit with 1 horsepower and has an Enclosure Type of IP20, NEMA/UL Type 1
55174 | 20BD2P1A3AYNACC0 | G | This PowerFlex 700 drive is a 480V AC unit with 1 horsepower and has an Enclosure Type of IP20, NEMA/UL Type 1
55299 | 20BD2P1A3AYNACC1 | G | This PowerFlex 700 drive is a 480V AC unit with 1 horsepower and has an Enclosure Type of IP20, NEMA/UL Type 1
55298 | 20BD2P1A3AYNADB0 | G | This PowerFlex 700 drive is a 480V AC unit with 1 horsepower and has an Enclosure Type of IP20, NEMA/UL Type 1
54960 | 20BD2P1A3AYNADC0 | G | This PowerFlex 700 drive is a 480V AC unit with 1 horsepower and has an Enclosure Type of IP20, NEMA/UL Type 1
55376 | 20BD2P1A3AYNAEA0 | G | This PowerFlex 700 drive is a 480V AC unit with 1 horsepower and has an Enclosure Type of IP20, NEMA/UL Type 1
55375 | 20BD2P1A3AYNANC0 | G | This PowerFlex 700 drive is a 480V AC unit with 1 horsepower and has an Enclosure Type of IP20, NEMA/UL Type 1
55435 | 20BD2P1A3AYNANCC1 | G | This PowerFlex 700 drive is a 480V AC unit with 1 horsepower and has an Enclosure Type of IP20, NEMA/UL Type 1
55186 | 20BD2P1A3AYNAND0 | G | This PowerFlex 700 drive is a 480V AC unit with 1 horsepower and has an Enclosure Type of IP20, NEMA/UL Type 1
55283 | 20BD2P1A3AYNASC1 | G | This PowerFlex 700 drive is a 480V AC unit with 1 horsepower and has an Enclosure Type of IP20, NEMA/UL Type 1
55374 | 20BD2P1A3AYYADC0 | G | This PowerFlex 700 drive is a 480V AC unit with 1 horsepower and has an Enclosure Type of IP20, NEMA/UL Type 1
55341 | 20BD2PIA3AYNANC0 | G | This PowerFlex 700 drive is a 480V AC unit with 0.5 horsepower and has an Enclosure Type of IP20, NEMA/UL Type 1
6925 | 20BD325A0ANNNNC0 | G | This PowerFlex 700 drive is a 480V AC unit with 250 horsepower and has an Enclosure Type of IP20, NEMA/UL Type 1
55024 | 20BD325A0ANNNND0 | G | This PowerFlex 700 drive is a 480V AC unit with 250 horsepower and has an Enclosure Type of IP20, NEMA/UL Type 1
6926 | 20BD325N0ANNNNC0 | G | This PowerFlex 700 drive is a 480V AC unit with 250 horsepower and has an Enclosure Type of IP00, NEMA/UL Type Open
6927 | 20BD365A0ANNNNC0 | G | This PowerFlex 700 drive is a 480V AC unit with 300 horsepower and has an Enclosure Type of IP20, NEMA/UL Type 1
6928 | 20BD365N0ANNNNC0 | G | This PowerFlex 700 drive is a 480V AC unit with 300 horsepower and has an Enclosure Type of IP00, NEMA/UL Type Open
6929 | 20BD365U0ANNNNC0 | G | This PowerFlex 700 drive is a 480V AC unit with 300 horsepower and has an Enclosure Type of IP00, NEMA/UL Type Open
54517 | 20BD3P43AYNADC1 | G | This PowerFlex 700 drive is a 480V AC unit with 2 horsepower and has an Enclosure Type of IP20, NEMA/UL Type 1
54520 | 20BD3P43AYNANCI | G | This PowerFlex 700 drive is a 480V AC unit with 2 horsepower and has an Enclosure Type of IP20, NEMA/UL Type 1
55297 | 20BD3P4A0AYNACB0 | G | This PowerFlex 700 drive is a 480V AC unit with 2 horsepower and has an Enclosure Type of IP20, NEMA/UL Type 1
55048 | 20BD3P4A0AYNADD0 | G | This PowerFlex 700 drive is a 480V AC unit with 2 horsepower and has an Enclosure Type of IP20, NEMA/UL Type 1
55373 | 20BD3P4A0AYNAEA0 | G | This PowerFlex 700 drive is a 480V AC unit with 2 horsepower and has an Enclosure Type of IP20, NEMA/UL Type 1
55372 | 20BD3P4A0AYNANA0 | G | This PowerFlex 700 drive is a 480V AC unit with 2 horsepower and has an Enclosure Type of IP20, NEMA/UL Type 1
55296 | 20BD3P4A0AYNANB0 | G | <p>This PowerFlex 700 drive is a 480V AC unit with 2 horsepower and has an Enclosure Type of IP20, NEMA/UL Type 1</p>
6930 | 20BD3P4A0AYNANC0 | G | This PowerFlex 700 drive is a 480V AC unit with 2 horsepower and has an Enclosure Type of IP20, NEMA/UL Type 1
55429 | 20BD3P4A0AYNAND0 | G | This PowerFlex 700 drive is a 480V AC unit with 2 horsepower and has an Enclosure Type of IP20, NEMA/UL Type 1
55371 | 20BD3P4A0AYNANN0 | G | This PowerFlex 700 drive is a 480V AC unit with 2 horsepower and has an Enclosure Type of IP20, NEMA/UL Type 1
55178 | 20BD3P4A0AYYACA0 | G | This PowerFlex 700 drive is a 480V AC unit with 2 horsepower and has an Enclosure Type of IP20, NEMA/UL Type 1
54979 | 20BD3P4A3AYNACA0 | G | This PowerFlex 700 drive is a 480V AC unit with 2 horsepower and has an Enclosure Type of IP20, NEMA/UL Type 1
55332 | 20BD3P4A3AYNACC0 | G | This PowerFlex 700 drive is a 480V AC unit with 2 horsepower and has an Enclosure Type of IP20, NEMA/UL Type 1
54978 | 20BD3P4A3AYNACN0 | G | This PowerFlex 700 drive is a 480V AC unit with 2 horsepower and has an Enclosure Type of IP20, NEMA/UL Type 1
54977 | 20BD3P4A3AYNADA0 | G | This PowerFlex 700 drive is a 480V AC unit with 2 horsepower and has an Enclosure Type of IP20, NEMA/UL Type 1
54976 | 20BD3P4A3AYNADC0 | G | This PowerFlex 700 drive is a 480V AC unit with 2 horsepower and has an Enclosure Type of IP20, NEMA/UL Type 1
54975 | 20BD3P4A3AYNADN0 | G | This PowerFlex 700 drive is a 480V AC unit with 2 horsepower and has an Enclosure Type of IP20, NEMA/UL Type 1
54974 | 20BD3P4A3AYNAEB0 | G | This PowerFlex 700 drive is a 480V AC unit with 2 horsepower and has an Enclosure Type of IP20, NEMA/UL Type 1
54973 | 20BD3P4A3AYNAEC0 | G | This PowerFlex 700 drive is a 480V AC unit with 2 horsepower and has an Enclosure Type of IP20, NEMA/UL Type 1
54972 | 20BD3P4A3AYNAEN0 | G | This PowerFlex 700 drive is a 480V AC unit with 2 horsepower and has an Enclosure Type of IP20, NEMA/UL Type 1
54971 | 20BD3P4A3AYNANA0 | G | This PowerFlex 700 drive is a 480V AC unit with 2 horsepower and has an Enclosure Type of IP20, NEMA/UL Type 1
54970 | 20BD3P4A3AYNANB0 | G | This PowerFlex 700 drive is a 480V AC unit with 2 horsepower and has an Enclosure Type of IP20, NEMA/UL Type 1
55370 | 20BD3P4A3AYNANC0 | G | This PowerFlex 700 drive is a 480V AC unit with 2 horsepower and has an Enclosure Type of IP20, NEMA/UL Type 1
55447 | 20BD3P4A3AYNANC0NNAD | G | This PowerFlex 700 drive is a 480V AC unit with 2 horsepower and has an Enclosure Type of IP20, NEMA/UL Type 1
55369 | 20BD3P4A3AYNANC1 | G | This PowerFlex 700 drive is a 480V AC unit with 2 horsepower and has an Enclosure Type of IP20, NEMA/UL Type 1
55430 | 20BD3P4A3AYNAND0 | G | This PowerFlex 700 drive is a 480V AC unit with 2 horsepower and has an Enclosure Type of IP20, NEMA/UL Type 1
55446 | 20BD3P4A3AYNAND0NNAD | G | This PowerFlex 700 drive is a 480V AC unit with 2 horsepower and has an Enclosure Type of IP20, NEMA/UL Type 1
55368 | 20BD3P4A3AYNAND1 | G | This PowerFlex 700 drive is a 480V AC unit with 2 horsepower and has an Enclosure Type of IP20, NEMA/UL Type 1
54969 | 20BD3P4A3AYNANN0 | G | This PowerFlex 700 drive is a 480V AC unit with 2 horsepower and has an Enclosure Type of IP20, NEMA/UL Type 1
55282 | 20BD3P4A3AYYACA0 | G | This PowerFlex 700 drive is a 480V AC unit with 2 horsepower and has an Enclosure Type of IP20, NEMA/UL Type 1
54968 | 20BD3P4A3AYYADN0 | G | This PowerFlex 700 drive is a 480V AC unit with 2 horsepower and has an Enclosure Type of IP20, NEMA/UL Type 1
54967 | 20BD3P4A3AYYAEA0 | G | This PowerFlex 700 drive is a 480V AC unit with 2 horsepower and has an Enclosure Type of IP20, NEMA/UL Type 1
54966 | 20BD3P4A3AYYAEB0 | G | This PowerFlex 700 drive is a 480V AC unit with 2 horsepower and has an Enclosure Type of IP20, NEMA/UL Type 1
54965 | 20BD3P4A3AYYAEC0 | G | This PowerFlex 700 drive is a 480V AC unit with 2 horsepower and has an Enclosure Type of IP20, NEMA/UL Type 1
54964 | 20BD3P4A3AYYAEN0 | G | This PowerFlex 700 drive is a 480V AC unit with 2 horsepower and has an Enclosure Type of IP20, NEMA/UL Type 1
54963 | 20BD3P4A3AYYANA0 | G | This PowerFlex 700 drive is a 480V AC unit with 2 horsepower and has an Enclosure Type of IP20, NEMA/UL Type 1
54962 | 20BD3P4A3AYYANB0 | G | This PowerFlex 700 drive is a 480V AC unit with 2 horsepower and has an Enclosure Type of IP20, NEMA/UL Type 1
55170 | 20BD3P4A3AYYANC0 | G | This PowerFlex 700 drive is a 480V AC unit with 2 horsepower and has an Enclosure Type of IP20, NEMA/UL Type 1
55445 | 20BD3P4A3AYYANC1NNAE | G | This PowerFlex 700 drive is a 480V AC unit with 2 horsepower and has an Enclosure Type of IP20, NEMA/UL Type 1
54961 | 20BD3P4A3AYYANN0 | G | This PowerFlex 700 drive is a 480V AC unit with 2 horsepower and has an Enclosure Type of IP20, NEMA/UL Type 1
55161 | 20BD3P4A3NYNACA0 | G | This PowerFlex 700 drive is a 480V AC unit with 2 horsepower and has an Enclosure Type of IP20, NEMA/UL Type 1
55177 | 20BD3P4A3NYYAEC1 | G | This PowerFlex 700 drive is a 480V AC unit with 2 horsepower and has an Enclosure Type of IP20, NEMA/UL Type 1
55325 | 20BD3P4A5NYNANC1 | G | This PowerFlex 700 drive is a 480V AC unit with 2 horsepower and has an Enclosure Type of IP20, NEMA/UL Type 1
54513 | 20BD3P4AYNANC0 | G | This PowerFlex 700 drive is a 480V AC unit with 2 horsepower and has an Enclosure Type of IP20, NEMA/UL Type 1
6931 | 20BD415A0ANNNNC0 | G | This PowerFlex 700 drive is a 480V AC unit with 350 horsepower and has an Enclosure Type of IP20, NEMA/UL Type 1
6932 | 20BD415N0ANNNNC0 | G | This PowerFlex 700 drive is a 480V AC unit with 350 horsepower and has an Enclosure Type of IP00, NEMA/UL Type Open
6933 | 20BD415U0ANNNNC0 | G | This PowerFlex 700 drive is a 480V AC unit with 350 horsepower and has an Enclosure Type of IP00, NEMA/UL Type Open
6934 | 20BD481A0ANNNNC0 | G | This PowerFlex 700 drive is a 480V AC unit with 400 horsepower and has an Enclosure Type of IP20, NEMA/UL Type 1
6935 | 20BD481N0ANNNNC0 | G | This PowerFlex 700 drive is a 480V AC unit with 400 horsepower and has an Enclosure Type of IP00, NEMA/UL Type Open
6936 | 20BD481U0ANNNNC0 | G | This PowerFlex 700 drive is a 480V AC unit with 400 horsepower and has an Enclosure Type of IP00, NEMA/UL Type Open
6937 | 20BD535A0ANNNNC0 | G | This PowerFlex 700 drive is a 480V AC unit with 450 horsepower and has an Enclosure Type of IP20, NEMA/UL Type 1
6938 | 20BD535N0ANNNNC0 | G | This PowerFlex 700 drive is a 480V AC unit with 450 horsepower and has an Enclosure Type of IP00, NEMA/UL Type Open
6939 | 20BD535U0ANNNNC0 | G | This PowerFlex 700 drive is a 480V AC unit with 450 horsepower and has an Enclosure Type of IP00, NEMA/UL Type Open
55166 | 20BD5P0A0AYNADC0 | G | This PowerFlex 700 drive is a 480V AC unit with 3 horsepower and has an Enclosure Type of IP20, NEMA/UL Type 1
55367 | 20BD5P0A0AYNAEA0 | G | This PowerFlex 700 drive is a 480V AC unit with 3 horsepower and has an Enclosure Type of IP20, NEMA/UL Type 1
55366 | 20BD5P0A0AYNAEC1 | G | This PowerFlex 700 drive is a 480V AC unit with 3 horsepower and has an Enclosure Type of IP20, NEMA/UL Type 1
55365 | 20BD5P0A0AYNANA0 | G | This PowerFlex 700 drive is a 480V AC unit with 3 horsepower and has an Enclosure Type of IP20, NEMA/UL Type 1
55364 | 20BD5P0A0AYNANB0 | G | This PowerFlex 700 drive is a 480V AC unit with 3 horsepower and has an Enclosure Type of IP20, NEMA/UL Type 1
6940 | 20BD5P0A0AYNANC0 | G | This PowerFlex 700 drive is a 480V AC unit with 3 horsepower and has an Enclosure Type of IP20, NEMA/UL Type 1
55444 | 20BD5P0A0AYNANC0NNAX | G | This PowerFlex 700 drive is a 480V AC unit with 3 horsepower and has an Enclosure Type of IP20, NEMA/UL Type 1
55363 | 20BD5P0A0AYNANC1 | G | This PowerFlex 700 drive is a 480V AC unit with 3 horsepower and has an Enclosure Type of IP20, NEMA/UL Type 1
55362 | 20BD5P0A0AYNAND0 | G | This PowerFlex 700 drive is a 480V AC unit with 3 horsepower and has an Enclosure Type of IP20, NEMA/UL Type 1
54528 | 20BD5P0A0AYYACC1 | G | This PowerFlex 700 drive is a 480V AC unit with 3 horsepower and has an Enclosure Type of IP20, NEMA/UL Type 1
55278 | 20BD5P0A0AYYANB0 | G | This PowerFlex 700 drive is a 480V AC unit with 3 horsepower and has an Enclosure Type of IP20, NEMA/UL Type 1
55189 | 20BD5P0A3AYNACC0 | G | This PowerFlex 700 drive is a 480V AC unit with 3 horsepower and has an Enclosure Type of IP20, NEMA/UL Type 1
55326 | 20BD5P0A3AYNACD0 | G | This PowerFlex 700 drive is a 480V AC unit with 3 horsepower and has an Enclosure Type of IP20, NEMA/UL Type 1
55344 | 20BD5P0A3AYNACD1 | G | This PowerFlex 700 drive is a 480V AC unit with 3 horsepower and has an Enclosure Type of IP20, NEMA/UL Type 1
55361 | 20BD5P0A3AYNAEC1 | G | This PowerFlex 700 drive is a 480V AC unit with 3 horsepower and has an Enclosure Type of IP20, NEMA/UL Type 1
55427 | 20BD5P0A3AYNAEN0 | G | This PowerFlex 700 drive is a 480V AC unit with 3 horsepower and has an Enclosure Type of IP20, NEMA/UL Type 1
55281 | 20BD5P0A3AYNANA0 | G | This PowerFlex 700 drive is a 480V AC unit with 3 horsepower and has an Enclosure Type of IP20, NEMA/UL Type 1
55194 | 20BD5P0A3AYNANB0 | G | This PowerFlex 700 drive is a 480V AC unit with 3 horsepower and has an Enclosure Type of IP20, NEMA/UL Type 1
55295 | 20BD5P0A3AYNANC0 | G | This PowerFlex 700 drive is a 480V AC unit with 3 horsepower and has an Enclosure Type of IP20, NEMA/UL Type 1
55443 | 20BD5P0A3AYNANC0NNAD | G | This PowerFlex 700 drive is a 480V AC unit with 3 horsepower and has an Enclosure Type of IP20, NEMA/UL Type 1
55040 | 20BD5P0A3AYNANC1 | G | This PowerFlex 700 drive is a 480V AC unit with 3 horsepower and has an Enclosure Type of IP20, NEMA/UL Type 1
55185 | 20BD5P0A3AYNAND0 | G | This PowerFlex 700 drive is a 480V AC unit with 3 horsepower and has an Enclosure Type of IP20, NEMA/UL Type 1
55182 | 20BD5P0A3AYYACA0 | G | This PowerFlex 700 drive is a 480V AC unit with 3 horsepower and has an Enclosure Type of IP20, NEMA/UL Type 1
54527 | 20BD5P0A3AYYACC1 | G | This PowerFlex 700 drive is a 480V AC unit with 3 horsepower and has an Enclosure Type of IP20, NEMA/UL Type 1
55023 | 20BD5P0A3AYYAEB0 | G | This PowerFlex 700 drive is a 480V AC unit with 3 horsepower and has an Enclosure Type of IP20, NEMA/UL Type 1
55193 | 20BD5P0A3AYYAND0 | G | This PowerFlex 700 drive is a 480V AC unit with 3 horsepower and has an Enclosure Type of IP20, NEMA/UL Type 1
55331 | 20BD5P0A3AYYARC0 | G | This PowerFlex 700 drive is a 480V AC unit with 3 horsepower and has an Enclosure Type of IP20, NEMA/UL Type 1
55360 | 20BD5P0A3NYNACC1 | G | This PowerFlex 700 drive is a 480V AC unit with 3 horsepower and has an Enclosure Type of IP20, NEMA/UL Type 1
6941 | 20BD600A0ANNNNC0 | G | This PowerFlex 700 drive is a 480V AC unit with 500 horsepower and has an Enclosure Type of IP20, NEMA/UL Type 1
6942 | 20BD600N0ANNNNC0 | G | This PowerFlex 700 drive is a 480V AC unit with 500 horsepower and has an Enclosure Type of IP00, NEMA/UL Type Open
6943 | 20BD600U0ANNNNC0 | G | This PowerFlex 700 drive is a 480V AC unit with 500 horsepower and has an Enclosure Type of IP00, NEMA/UL Type Open
6944 | 20BD730A0ANNNNC0 | G | This PowerFlex 700 drive is a 480V AC unit with 600 horsepower and has an Enclosure Type of IP20, NEMA/UL Type 1
6945 | 20BD730N0ANNNNC0 | G | This PowerFlex 700 drive is a 480V AC unit with 600 horsepower and has an Enclosure Type of IP00, NEMA/UL Type Open
6946 | 20BD730U0ANNNNC0 | G | This PowerFlex 700 drive is a 480V AC unit with 600 horsepower and has an Enclosure Type of IP00, NEMA/UL Type Open
6947 | 20BD875A0ANNNNC0 | G | This PowerFlex 700 drive is a 480V AC unit with 700 horsepower and has an Enclosure Type of IP20, NEMA/UL Type 1
54654 | 20BD875A3ANNNCC0 | G | This PowerFlex 700 drive is a 480V AC unit with 700 horsepower and has an Enclosure Type of IP20, NEMA/UL Type 1
54653 | 20BD875A3ANNNCD0 | G | This PowerFlex 700 drive is a 480V AC unit with 700 horsepower and has an Enclosure Type of IP20, NEMA/UL Type 1
54652 | 20BD875A3ANNNDC0 | G | This PowerFlex 700 drive is a 480V AC unit with 700 horsepower and has an Enclosure Type of IP20, NEMA/UL Type 1
54651 | 20BD875A3ANNNDD0 | G | This PowerFlex 700 drive is a 480V AC unit with 700 horsepower and has an Enclosure Type of IP20, NEMA/UL Type 1
54650 | 20BD875A3ANNNEC0 | G | This PowerFlex 700 drive is a 480V AC unit with 700 horsepower and has an Enclosure Type of IP20, NEMA/UL Type 1
54649 | 20BD875A3ANNNED0 | G | This PowerFlex 700 drive is a 480V AC unit with 700 horsepower and has an Enclosure Type of IP20, NEMA/UL Type 1
54648 | 20BD875A3ANNNNC0 | G | This PowerFlex 700 drive is a 480V AC unit with 700 horsepower and has an Enclosure Type of IP20, NEMA/UL Type 1
54647 | 20BD875A3ANNNND0 | G | This PowerFlex 700 drive is a 480V AC unit with 700 horsepower and has an Enclosure Type of IP20, NEMA/UL Type 1
54646 | 20BD875A3ANNNRC0 | G | This PowerFlex 700 drive is a 480V AC unit with 700 horsepower and has an Enclosure Type of IP20, NEMA/UL Type 1
54645 | 20BD875A3ANNNRD0 | G | This PowerFlex 700 drive is a 480V AC unit with 700 horsepower and has an Enclosure Type of IP20, NEMA/UL Type 1
6948 | 20BD875N0ANNNNC0 | G | This PowerFlex 700 drive is a 480V AC unit with 700 horsepower and has an Enclosure Type of IP00, NEMA/UL Type Open
54522 | 20BD8P03AYNAEC1 | G | This PowerFlex 700 drive is a 480V AC unit with 5 horsepower and has an Enclosure Type of IP20, NEMA/UL Type 1
55335 | 20BD8P0A0AYNADC1 | G | This PowerFlex 700 drive is a 480V AC unit with 5 horsepower and has an Enclosure Type of IP20, NEMA/UL Type 1
55359 | 20BD8P0A0AYNANA0 | G | This PowerFlex 700 drive is a 480V AC unit with 5 horsepower and has an Enclosure Type of IP20, NEMA/UL Type 1
55190 | 20BD8P0A0AYNANB0 | G | This PowerFlex 700 drive is a 480V AC unit with 5 horsepower and has an Enclosure Type of IP20, NEMA/UL Type 1
6949 | 20BD8P0A0AYNANC0 | G | This PowerFlex 700 drive is a 480V AC unit with 5 horsepower and has an Enclosure Type of IP20, NEMA/UL Type 1
55184 | 20BD8P0A0AYNAND0 | G | This PowerFlex 700 drive is a 480V AC unit with 5 horsepower and has an Enclosure Type of IP20, NEMA/UL Type 1
55442 | 20BD8P0A0AYNAND0NNAE | G | This PowerFlex 700 drive is a 480V AC unit with 5 horsepower and has an Enclosure Type of IP20, NEMA/UL Type 1
55358 | 20BD8P0A0AYNANN0 | G | This PowerFlex 700 drive is a 480V AC unit with 5 horsepower and has an Enclosure Type of IP20, NEMA/UL Type 1
55436 | 20BD8P0A0AYNNANC0 | G | This PowerFlex 700 drive is a 480V AC unit with 5 horsepower and has an Enclosure Type of IP20, NEMA/UL Type 1
55025 | 20BD8P0A0AYYAND0 | G | This PowerFlex 700 drive is a 480V AC unit with 5 horsepower and has an Enclosure Type of IP20, NEMA/UL Type 1
55357 | 20BD8P0A0NYNACC1 | G | This PowerFlex 700 drive is a 480V AC unit with 5 horsepower and has an Enclosure Type of IP20, NEMA/UL Type 1
55356 | 20BD8P0A0NYNANA0 | G | This PowerFlex 700 drive is a 480V AC unit with 5 horsepower and has an Enclosure Type of IP20, NEMA/UL Type 1
55013 | 20BD8P0A3AYNACA0 | G | This PowerFlex 700 drive is a 480V AC unit with 5 horsepower and has an Enclosure Type of IP20, NEMA/UL Type 1
55176 | 20BD8P0A3AYNACC0 | G | This PowerFlex 700 drive is a 480V AC unit with 5 horsepower and has an Enclosure Type of IP20, NEMA/UL Type 1
55355 | 20BD8P0A3AYNACD1 | G | This PowerFlex 700 drive is a 480V AC unit with 5 horsepower and has an Enclosure Type of IP20, NEMA/UL Type 1
55165 | 20BD8P0A3AYNADA0 | G | This PowerFlex 700 drive is a 480V AC unit with 5 horsepower and has an Enclosure Type of IP20, NEMA/UL Type 1
55354 | 20BD8P0A3AYNAEC0 | G | This PowerFlex 700 drive is a 480V AC unit with 5 horsepower and has an Enclosure Type of IP20, NEMA/UL Type 1
55183 | 20BD8P0A3AYNAED1 | G | This PowerFlex 700 drive is a 480V AC unit with 5 horsepower and has an Enclosure Type of IP20, NEMA/UL Type 1
55353 | 20BD8P0A3AYNANC0 | G | This PowerFlex 700 drive is a 480V AC unit with 5 horsepower and has an Enclosure Type of IP20, NEMA/UL Type 1
55441 | 20BD8P0A3AYNANC0NNAD | G | This PowerFlex 700 drive is a 480V AC unit with 5 horsepower and has an Enclosure Type of IP20, NEMA/UL Type 1
55285 | 20BD8P0A3AYNANC1 | G | This PowerFlex 700 drive is a 480V AC unit with 5 horsepower and has an Enclosure Type of IP20, NEMA/UL Type 1
55352 | 20BD8P0A3AYNAND0 | G | This PowerFlex 700 drive is a 480V AC unit with 5 horsepower and has an Enclosure Type of IP20, NEMA/UL Type 1
55440 | 20BD8P0A3AYNAND0NNAD | G | This PowerFlex 700 drive is a 480V AC unit with 5 horsepower and has an Enclosure Type of IP20, NEMA/UL Type 1
55351 | 20BD8P0A3AYNANN0 | G | This PowerFlex 700 drive is a 480V AC unit with 5 horsepower and has an Enclosure Type of IP20, NEMA/UL Type 1
55047 | 20BD8P0A3AYNARB0 | G | This PowerFlex 700 drive is a 480V AC unit with 5 horsepower and has an Enclosure Type of IP20, NEMA/UL Type 1
55046 | 20BD8P0A3AYNARC1 | G | This PowerFlex 700 drive is a 480V AC unit with 5 horsepower and has an Enclosure Type of IP20, NEMA/UL Type 1
55330 | 20BD8P0A3AYYACC1 | G | This PowerFlex 700 drive is a 480V AC unit with 5 horsepower and has an Enclosure Type of IP20, NEMA/UL Type 1
55350 | 20BD8P0A3AYYADA0 | G | This PowerFlex 700 drive is a 480V AC unit with 5 horsepower and has an Enclosure Type of IP20, NEMA/UL Type 1
55349 | 20BD8P0A3AYYADC0 | G | This PowerFlex 700 drive is a 480V AC unit with 5 horsepower and has an Enclosure Type of IP20, NEMA/UL Type 1
55348 | 20BD8P0A3AYYAND0 | G | This PowerFlex 700 drive is a 480V AC unit with 5 horsepower and has an Enclosure Type of IP20, NEMA/UL Type 1
55347 | 20BD8P0A3NYNACC0 | G | This PowerFlex 700 drive is a 480V AC unit with 5 horsepower and has an Enclosure Type of IP20, NEMA/UL Type 1
55346 | 20BD8P0A3NYNACC1 | G | This PowerFlex 700 drive is a 480V AC unit with 5 horsepower and has an Enclosure Type of IP20, NEMA/UL Type 1
55280 | 20BD8P0S0AYNANC0 | G | This PowerFlex 700 drive is a 480V AC unit with 5 horsepower and has an Enclosure Type of IP20, NEMA/UL Type 1
6950 | 20BE011A0AYNANC0 | G | This PowerFlex 700 drive is a 600V AC unit with 10 horsepower and has an Enclosure Type of IP20, NEMA/UL Type 1
6951 | 20BE017A0AYNANC0 | G | This PowerFlex 700 drive is a 600V AC unit with 15 horsepower and has an Enclosure Type of IP20, NEMA/UL Type 1
55464 | 20BE017A0AYNAND0 | G | This PowerFlex 700 drive is a 600V AC unit with 15 horsepower and has an Enclosure Type of IP20, NEMA/UL Type 1
6952 | 20BE022A0AYNANC0 | G | This PowerFlex 700 drive is a 600V AC unit with 20 horsepower and has an Enclosure Type of IP20, NEMA/UL Type 1
55472 | 20BE022A0AYNAND0 | G | This PowerFlex 700 drive is a 600V AC unit with 20 horsepower and has an Enclosure Type of IP20, NEMA/UL Type 1
55449 | 20BE022A3AYYAND0 | G | This PowerFlex 700 drive is a 600V AC unit with 20 horsepower and has an Enclosure Type of IP20, NEMA/UL Type 1
6953 | 20BE027A0AYNANC0 | G | This PowerFlex 700 drive is a 600V AC unit with 25 horsepower and has an Enclosure Type of IP20, NEMA/UL Type 1
55485 | 20BE027A0AYNAND0 | G | This PowerFlex 700 drive is a 600V AC unit with 25 horsepower and has an Enclosure Type of IP20, NEMA/UL Type 1
55484 | 20BE027A0AYNARD0 | G | This PowerFlex 700 drive is a 600V AC unit with 25 horsepower and has an Enclosure Type of IP20, NEMA/UL Type 1
55463 | 20BE032A0AYNANA0 | G | This PowerFlex 700 drive is a 600V AC unit with 30 horsepower and has an Enclosure Type of IP20, NEMA/UL Type 1
55462 | 20BE032A0AYNANB0 | G | This PowerFlex 700 drive is a 600V AC unit with 30 horsepower and has an Enclosure Type of IP20, NEMA/UL Type 1
6954 | 20BE032A0AYNANC0 | G | This PowerFlex 700 drive is a 600V AC unit with 30 horsepower and has an Enclosure Type of IP20, NEMA/UL Type 1
55461 | 20BE032A0AYNAND0 | G | This PowerFlex 700 drive is a 600V AC unit with 30 horsepower and has an Enclosure Type of IP20, NEMA/UL Type 1
55478 | 20BE032A3AYNARD0 | G | This PowerFlex 700 drive is a 600V AC unit with 30 horsepower and has an Enclosure Type of IP20, NEMA/UL Type 1
6955 | 20BE041A0AYNANC0 | G | This PowerFlex 700 drive is a 600V AC unit with 40 horsepower and has an Enclosure Type of IP20, NEMA/UL Type 1
55448 | 20BE041A0AYNAND | G | This PowerFlex 700 drive is a 600V AC unit with 40 horsepower and has an Enclosure Type of IP20, NEMA/UL Type 1
55468 | 20BE041A3AYNAND0 | G | <p>This PowerFlex 700 drive is a 600V AC unit with 40 horsepower and has an Enclosure Type of IP20, NEMA/UL Type 1</p>
6956 | 20BE052A0AYNANC0 | G | This PowerFlex 700 drive is a 600V AC unit with 50 horsepower and has an Enclosure Type of IP20, NEMA/UL Type 1
55460 | 20BE052A0AYNAND0 | G | This PowerFlex 700 drive is a 600V AC unit with 50 horsepower and has an Enclosure Type of IP20, NEMA/UL Type 1
55483 | 20BE052A3AYNARD0 | G | This PowerFlex 700 drive is a 600V AC unit with 50 horsepower and has an Enclosure Type of IP20, NEMA/UL Type 1
6957 | 20BE062A0ANNANC0 | G | This PowerFlex 700 drive is a 600V AC unit with 60 horsepower and has an Enclosure Type of IP20, NEMA/UL Type 1
55477 | 20BE062A0ANNAND0 | G | This PowerFlex 700 drive is a 600V AC unit with 60 horsepower and has an Enclosure Type of IP20, NEMA/UL Type 1
55482 | 20BE062A0AYNANC0 | G | This PowerFlex 700 drive is a 600V AC unit with 60 horsepower and has an Enclosure Type of IP20, NEMA/UL Type 1
6958 | 20BE077A0ANNANC0 | G | This PowerFlex 700 drive is a 600V AC unit with 75 horsepower and has an Enclosure Type of IP20, NEMA/UL Type 1
55474 | 20BE077A0AYNAND0 | G | This PowerFlex 700 drive is a 600V AC unit with 75 horsepower and has an Enclosure Type of IP20, NEMA/UL Type 1
6959 | 20BE099A0ANNANC0 | G | This PowerFlex 700 drive is a 600V AC unit with 100 horsepower and has an Enclosure Type of IP20, NEMA/UL Type 1
55458 | 20BE099A3ANNANA0 | G | This PowerFlex 700 drive is a 600V AC unit with 100 horsepower and has an Enclosure Type of IP20, NEMA/UL Type 1
55457 | 20BE099A3ANNANB0 | G | This PowerFlex 700 drive is a 600V AC unit with 100 horsepower and has an Enclosure Type of IP20, NEMA/UL Type 1
55456 | 20BE099A3ANNANC0 | G | This PowerFlex 700 drive is a 600V AC unit with 100 horsepower and has an Enclosure Type of IP20, NEMA/UL Type 1
55476 | 20BE099A3ANNAND0 | G | This PowerFlex 700 drive is a 600V AC unit with 100 horsepower and has an Enclosure Type of IP20, NEMA/UL Type 1
55455 | 20BE099A3ANNANN0 | G | This PowerFlex 700 drive is a 600V AC unit with 100 horsepower and has an Enclosure Type of IP20, NEMA/UL Type 1
55454 | 20BE099A3AYNANA0 | G | This PowerFlex 700 drive is a 600V AC unit with 100 horsepower and has an Enclosure Type of IP20, NEMA/UL Type 1
55453 | 20BE099A3AYNANB0 | G | This PowerFlex 700 drive is a 600V AC unit with 100 horsepower and has an Enclosure Type of IP20, NEMA/UL Type 1
55452 | 20BE099A3AYNANC0 | G | This PowerFlex 700 drive is a 600V AC unit with 100 horsepower and has an Enclosure Type of IP20, NEMA/UL Type 1
55451 | 20BE099A3AYNAND0 | G | This PowerFlex 700 drive is a 600V AC unit with 100 horsepower and has an Enclosure Type of IP20, NEMA/UL Type 1
55450 | 20BE099A3AYNANN0 | G | This PowerFlex 700 drive is a 600V AC unit with 100 horsepower and has an Enclosure Type of IP20, NEMA/UL Type 1
6960 | 20BE125A0ANNANC0 | G | This PowerFlex 700 drive is a 600V AC unit with 125 horsepower and has an Enclosure Type of IP20, NEMA/UL Type 1
55481 | 20BE125A0ANNAND0 | G | This PowerFlex 700 drive is a 600V AC unit with 125 horsepower and has an Enclosure Type of IP20, NEMA/UL Type 1
55470 | 20BE144A0ANNACC0 | G | This PowerFlex 700 drive is a 600V AC unit with 150 horsepower and has an Enclosure Type of IP20, NEMA/UL Type 1
6961 | 20BE144A0ANNANC0 | G | This PowerFlex 700 drive is a 600V AC unit with 150 horsepower and has an Enclosure Type of IP20, NEMA/UL Type 1
55475 | 20BE144A0ANNAND0 | G | This PowerFlex 700 drive is a 600V AC unit with 150 horsepower and has an Enclosure Type of IP20, NEMA/UL Type 1
6962 | 20BE1P7A0AYNANC0 | G | This PowerFlex 700 drive is a 600V AC unit with 1 horsepower and has an Enclosure Type of IP20, NEMA/UL Type 1
55469 | 20BE1P7A0AYNAND0 | G | This PowerFlex 700 drive is a 600V AC unit with 1 horsepower and has an Enclosure Type of IP20, NEMA/UL Type 1
6963 | 20BE2P7A0AYNANC0 | G | This PowerFlex 700 drive is a 600V AC unit with 2 horsepower and has an Enclosure Type of IP20, NEMA/UL Type 1
55467 | 20BE2P7A0AYNAND0 | G | This PowerFlex 700 drive is a 600V AC unit with 2 horsepower and has an Enclosure Type of IP20, NEMA/UL Type 1
55466 | 20BE2P7A3AYNANA0 | G | This PowerFlex 700 drive is a 600V AC unit with 2 horsepower and has an Enclosure Type of IP20, NEMA/UL Type 1
55480 | 20BE3P9A0AYNANA0 | G | This PowerFlex 700 drive is a 600V AC unit with 3 horsepower and has an Enclosure Type of IP20, NEMA/UL Type 1
6964 | 20BE3P9A0AYNANC0 | G | This PowerFlex 700 drive is a 600V AC unit with 3 horsepower and has an Enclosure Type of IP20, NEMA/UL Type 1
55459 | 20BE3P9A0AYNAND0 | G | This PowerFlex 700 drive is a 600V AC unit with 3 horsepower and has an Enclosure Type of IP20, NEMA/UL Type 1
55465 | 20BE3P9A3AYNAEC0 | G | This PowerFlex 700 drive is a 600V AC unit with 3 horsepower and has an Enclosure Type of IP20, NEMA/UL Type 1
6965 | 20BE6P1A0AYNANC0 | G | This PowerFlex 700 drive is a 600V AC unit with 5 horsepower and has an Enclosure Type of IP20, NEMA/UL Type 1
55479 | 20BE6P1A0AYNAND0 | G | This PowerFlex 700 drive is a 600V AC unit with 5 horsepower and has an Enclosure Type of IP20, NEMA/UL Type 1
55473 | 20BE6P1A3AYNAND0 | G | This PowerFlex 700 drive is a 600V AC unit with 5 horsepower and has an Enclosure Type of IP20, NEMA/UL Type 1
6966 | 20BE9P0A0AYNANC0 | G | This PowerFlex 700 drive is a 600V AC unit with 7.5 horsepower and has an Enclosure Type of IP20, NEMA/UL Type 1
55471 | 20BE9P0A0AYNAND0 | G | This PowerFlex 700 drive is a 600V AC unit with 7.5 horsepower and has an Enclosure Type of IP20, NEMA/UL Type 1
55486 | 20BH170A0ANNANC0 | G | This PowerFlex 700 drive is a 540V DC unit with Enclosure Type of IP20, NEMA/UL Type 1
6967 | 20BJ096A0ANNANC0 | G | This PowerFlex 700 drive is a 650V DC unit with Enclosure Type of IP20, NEMA/UL Type 1
6968 | 20BJ125A0ANNANC0 | G | This PowerFlex 700 drive is a 650V DC unit with Enclosure Type of IP20, NEMA/UL Type 1
6969 | 20BJ156A0ANNANC0 | G | This PowerFlex 700 drive is a 650V DC unit with Enclosure Type of IP20, NEMA/UL Type 1
6970 | 20BJ180A0ANNANC0 | G | This PowerFlex 700 drive is a 650V DC unit with Enclosure Type of IP20, NEMA/UL Type 1
6971 | 20BJ248A0ANNANC0 | G | This PowerFlex 700 drive is a 650V DC unit with Enclosure Type of IP20, NEMA/UL Type 1
6972 | 20BJ875A0ANNNNC0 | G | This PowerFlex 700 drive is a 650V DC unit with Enclosure Type of IP20, NEMA/UL Type 1
6973 | 20BN104A0ANNANC0 | G | This PowerFlex 700 drive is a 325V DC unit with Enclosure Type of IP20, NEMA/UL Type 1
6974 | 20BN130A0ANNANC0 | G | This PowerFlex 700 drive is a 325V DC unit with Enclosure Type of IP20, NEMA/UL Type 1
6975 | 20BN154A0ANNANC0 | G | This PowerFlex 700 drive is a 325V DC unit with Enclosure Type of IP20, NEMA/UL Type 1
6976 | 20BN192A0ANNANC0 | G | This PowerFlex 700 drive is a 325V DC unit with Enclosure Type of IP20, NEMA/UL Type 1
6977 | 20BN260A0ANNANC0 | G | This PowerFlex 700 drive is a 325V DC unit with Enclosure Type of IP20, NEMA/UL Type 1
6978 | 20BR096A0ANNANC0 | G | This PowerFlex 700 drive is a 650V DC unit with Enclosure Type of IP20, NEMA/UL Type 1
6979 | 20BR125A0ANNANC0 | G | This PowerFlex 700 drive is a 650V DC unit with Enclosure Type of IP20, NEMA/UL Type 1
55487 | 20BR125A3ANNANC0 | G | This PowerFlex 700 drive is a 650V DC unit with Enclosure Type of IP20, NEMA/UL Type 1
6980 | 20BR156A0ANNANC0 | G | This PowerFlex 700 drive is a 650V DC unit with Enclosure Type of IP20, NEMA/UL Type 1
6981 | 20BR180A0ANNANC0 | G | This PowerFlex 700 drive is a 650V DC unit with Enclosure Type of IP20, NEMA/UL Type 1
6982 | 20BR248A0ANNANC0 | G | This PowerFlex 700 drive is a 650V DC unit with Enclosure Type of IP20, NEMA/UL Type 1
55488 | 20BR248A0QNNAND0 | G | This PowerFlex 700 drive is a 650V DC unit with Enclosure Type of IP20, NEMA/UL Type 1
55489 | 20BR292A0ANNNBD0 | G | This PowerFlex 700 drive is a 650V DC unit with Enclosure Type of IP20, NEMA/UL Type 1
6983 | 20BR292A0ANNNNC0 | G | This PowerFlex 700 drive is a 650V DC unit with Enclosure Type of IP20, NEMA/UL Type 1
6984 | 20BR325A0ANNNNC0 | G | This PowerFlex 700 drive is a 650V DC unit with Enclosure Type of IP20, NEMA/UL Type 1
6985 | 20BR365A0ANNNNC0 | G | This PowerFlex 700 drive is a 650V DC unit with Enclosure Type of IP20, NEMA/UL Type 1
6986 | 20BR415A0ANNNNC0 | G | This PowerFlex 700 drive is a 650V DC unit with Enclosure Type of IP20, NEMA/UL Type 1
6987 | 20BR481A0ANNNNC0 | G | This PowerFlex 700 drive is a 650V DC unit with Enclosure Type of IP20, NEMA/UL Type 1
6988 | 20BR535A0ANNNNC0 | G | This PowerFlex 700 drive is a 650V DC unit with Enclosure Type of IP20, NEMA/UL Type 1
6989 | 20BR600A0ANNNNC0 | G | This PowerFlex 700 drive is a 650V DC unit with Enclosure Type of IP20, NEMA/UL Type 1
6990 | 20BR730A0ANNNNC0 | G | This PowerFlex 700 drive is a 650V DC unit with Enclosure Type of IP20, NEMA/UL Type 1
6991 | 20BT099A0ANNANC0 | G | This PowerFlex 700 drive is a 810V DC unit with Enclosure Type of IP20, NEMA/UL Type 1
6992 | 20BT144A0ANNANC0 | G | This PowerFlex 700 drive is a 810V DC unit with Enclosure Type of IP20, NEMA/UL Type 1
72536 | 20DB042A0EYNANANE | G | <p>The Allen-Bradley 20DB042A0EYNANANE drive is a variable frequency drive. It is part of the PowerFlex 700S series.</p>
72535 | 20DB042A0EYNANGNE | G | <p>The Allen-Bradley&nbsp;20DB042A0EYNANGNE drive is a PowerFlex 700S series drive. It is also&nbsp;a 3-phase drive.</p>
42966 | 20DC011A0EYNANANE | G | <p>The Allen-Bradley 20DC011A0EYNANANE Adjustable Frequency AC Drive operates with a 400V AC Voltage, 3 Phases, and 11.5 400V Input Amps. It has a IP20, NEMA Type 1 Enclosure and a Blank Cover Human Interface Machine.</p> | 95.2596
72546 | 20DC011A0NYNANANE | G | <p>The Allen-Bradley 20DC011A0NYNANANE drive is a PowerFlex 700S drive. It is a 3-phase drive.</p>
43078 | 20DC022A0EYNANANE | G | <p>The Allen-Bradley 20DC022A0EYNANANE Adjustable Frequency AC Drive operates with a 400V AC Voltage, 3 Phases, and 22 400V Input Amps. It has a IP20, NEMA Type 1 Enclosure and a Blank Cover Human Interface Machine.</p> | 99.0909
43134 | 20DC030A0EYNANANE | G | The Allen-Bradley 20DC030A0EYNANANE Adjustable Frequency AC Drive operates with a 400V AC Voltage, 3 Phases, and 30 400V Input Amps. It has a IP20, NEMA Type 1 Enclosure and a Blank Cover Human Interface Machine. | 98.5981
43144 | 20DC030A0NYNANNNN | G | The Allen-Bradley 20DC030A0NYNANNNN Adjustable Frequency AC Drive operates with a 400V AC Voltage, 3 Phases, and 30 400V Input Amps. It has a IP20, NEMA Type 1 Enclosure and a Blank Cover Human Interface Machine. | 99.0654
43173 | 20DC037A0EYNANANE | G | <p>The Allen-Bradley 20DC037A0EYNANANE Adjustable Frequency AC Drive operates with a 400V AC Voltage, 3 Phases, and 37 400V Input Amps. It has a IP20, NEMA Type 1 Enclosure and a Blank Cover Human Interface Machine.</p> | 99.5455
43175 | 20DC037A0EYNANANK | G | <p>The Allen-Bradley 20DC037A0EYNANANK Adjustable Frequency AC Drive operates with a 400V AC Voltage, 3 Phases, and 37 400V Input Amps. It has a IP20, NEMA Type 1 Enclosure and a Blank Cover Human Interface Machine.</p> | 98.6364
43211 | 20DC043A0NYNANNNN | G | The Allen-Bradley 20DC043A0NYNANNNN Adjustable Frequency AC Drive operates with a 400V AC Voltage, 3 Phases, and 43 400V Input Amps. It has a IP20, NEMA Type 1 Enclosure and a Blank Cover Human Interface Machine. | 97.1963
43231 | 20DC056A0EYNANANE | G | <p>The Allen-Bradley 20DC056A0EYNANANE Adjustable Frequency AC Drive operates with a 400V AC Voltage, 3 Phases, and 56 400V Input Amps. It has a IP20, NEMA Type 1 Enclosure and a Blank Cover Human Interface Machine.</p> | 98.8662
43255 | 20DC072A0EYNANANE | G | <p>The Allen-Bradley 20DC072A0EYNANANE Adjustable Frequency AC Drive operates with a 400V AC Voltage, 3 Phases, and 72 400V Input Amps. It has a IP20, NEMA Type 1 Enclosure and a Blank Cover Human Interface Machine.</p> | 97.9592
43299 | 20DC105A0EYNANANE | G | <p>The Allen-Bradley 20DC105A0EYNANANE Adjustable Frequency AC Drive operates with a 400V AC Voltage, 3 Phases, and 105 400V Input Amps. It has a IP20, NEMA Type 1 Enclosure and a Blank Cover Human Interface Machine.</p> | 98.4199
72544 | 20DC140A0EYNANNNN | G | <p>The Allen-Bradley 20DC140A0EYNANNNN drive is an adjustable frequency AC drive. It is a PowerFlex 700S&nbsp;drive.</p>
43466 | 20DD011A0EYNANABE | G | The Allen-Bradley 20DD011A0EYNANABE Adjustable Frequency AC Drive operates with a 480V AC Voltage, 3 Phases, and 11 480V Input Amps. It has a IP20, NEMA Type 1 Enclosure and a Blank Cover Human Interface Machine. | 99.5327
43469 | 20DD011A0EYNANANE | G | The Allen-Bradley 20DD011A0EYNANANE Adjustable Frequency AC Drive operates with a 480V AC Voltage, 3 Phases, and 11 480V Input Amps. It has a IP20, NEMA Type 1 Enclosure and a Blank Cover Human Interface Machine. | 98.1308
43476 | 20DD011A0EYNANNNA | G | <p>The Allen-Bradley 20DD011A0EYNANNNA Adjustable Frequency AC Drive operates with a 480V AC Voltage, 3 Phases, and 11 480V Input Amps. It has a IP20, NEMA Type 1 Enclosure and a Blank Cover Human Interface Machine.</p> | 97.7273
43517 | 20DD011A3EYNACNNN | G | The Allen-Bradley 20DD011A3EYNACNNN Adjustable Frequency AC Drive operates with a 480V AC Voltage, 3 Phases, and 11 480V Input Amps. It has a IP20, NEMA Type 1 Enclosure and a Full Numeric LCD Human Interface Machine. | 99.0868
43523 | 20DD011A3EYNAEABE | G | The Allen-Bradley 20DD011A3EYNAEABE Adjustable Frequency AC Drive operates with a 480V AC Voltage, 3 Phases, and 11 480V Input Amps. It has a IP20, NEMA Type 1 Enclosure and a Full Numeric LCD Human Interface Machine. | 99.5434
43540 | 20DD011A3EYNARACE | G | The Allen-Bradley 20DD011A3EYNARACE Adjustable Frequency AC Drive operates with a 480V AC Voltage, 3 Phases, and 11 480V Input Amps. It has a IP20, NEMA Type 1 Enclosure and a Full Numeric LCD Human Interface Machine. | 98.6301
43543 | 20DD011A3EYNARNBN | G | The Allen-Bradley 20DD011A3EYNARNBN Adjustable Frequency AC Drive operates with a 480V AC Voltage, 3 Phases, and 11 480V Input Amps. It has a IP20, NEMA Type 1 Enclosure and a Full Numeric LCD Human Interface Machine. | 98.1735
43564 | 20DD011A3EYYAEABE | G | The Allen-Bradley 20DD011A3EYYAEABE Adjustable Frequency AC Drive operates with a 480V AC Voltage, 3 Phases, and 11 480V Input Amps. It has a IP20, NEMA Type 1 Enclosure and a Full Numeric LCD Human Interface Machine. | 98.6301
43568 | 20DD011A3EYYANCBL | G | The Allen-Bradley 20DD011A3EYYANCBL Adjustable Frequency AC Drive operates with a 480V AC Voltage, 3 Phases, and 11 480V Input Amps. It has a IP20, NEMA Type 1 Enclosure and a Full Numeric LCD Human Interface Machine. | 97.7169
43585 | 20DD011A3NYNACNNN | G | <p>The Allen-Bradley 20DD011A3NYNACNNN Adjustable Frequency AC Drive operates with a 480V AC Voltage, 3 Phases, and 11 480V Input Amps. It has a IP20, NEMA Type 1 Enclosure and a Full Numeric LCD Human Interface Machine.</p> | 99.5556
43587 | 20DD011A3NYNADNNN | G | <p>The Allen-Bradley 20DD011A3NYNADNNN Adjustable Frequency AC Drive operates with a 480V AC Voltage, 3 Phases, and 11 480V Input Amps. It has a IP20, NEMA Type 1 Enclosure and a Full Numeric LCD Human Interface Machine.</p> | 97.561
43619 | 20DD014A0EYNACNNN | G | The Allen-Bradley 20DD014A0EYNACNNN Adjustable Frequency AC Drive operates with a 480V AC Voltage, 3 Phases, and 14 480V Input Amps. It has a IP20, NEMA Type 1 Enclosure and a Blank Cover Human Interface Machine. | 99.5327
43633 | 20DD014A0EYNANNNA | G | The Allen-Bradley 20DD014A0EYNANNNA Adjustable Frequency AC Drive operates with a 480V AC Voltage, 3 Phases, and 14 480V Input Amps. It has a IP20, NEMA Type 1 Enclosure and a Blank Cover Human Interface Machine. | 99.5327
43634 | 20DD014A0EYNANNNN | G | The Allen-Bradley 20DD014A0EYNANNNN Adjustable Frequency AC Drive operates with a 480V AC Voltage, 3 Phases, and 14 480V Input Amps. It has a IP20, NEMA Type 1 Enclosure and a Blank Cover Human Interface Machine. | 99.0654
43640 | 20DD014A0NYNACNNN | G | The Allen-Bradley 20DD014A0NYNACNNN Adjustable Frequency AC Drive operates with a 480V AC Voltage, 3 Phases, and 14 480V Input Amps. It has a IP20, NEMA Type 1 Enclosure and a Blank Cover Human Interface Machine. | 98.3683
43651 | 20DD014A3EYNA1CNL | G | The Allen-Bradley 20DD014A3EYNA1CNL Adjustable Frequency AC Drive operates with a 480V AC Voltage, 3 Phases, and 14 480V Input Amps. It has a IP20, NEMA Type 1 Enclosure and a Full Numeric LCD Human Interface Machine. | 98.6301
43671 | 20DD014A3EYNAEBBE | G | <p>The Allen-Bradley 20DD014A3EYNAEBBE Adjustable Frequency AC Drive operates with a 480V AC Voltage, 3 Phases, and 14 480V Input Amps. It has a IP20, NEMA Type 1 Enclosure and a Full Numeric LCD Human Interface Machine.</p> | 97.9955
43693 | 20DD014A3EYNANNNA | G | The Allen-Bradley 20DD014A3EYNANNNA Adjustable Frequency AC Drive operates with a 480V AC Voltage, 3 Phases, and 14 480V Input Amps. It has a IP20, NEMA Type 1 Enclosure and a Full Numeric LCD Human Interface Machine. | 98.6301
43721 | 20DD014A3NYNARNBA | G | The Allen-Bradley 20DD014A3NYNARNBA Adjustable Frequency AC Drive operates with a 480V AC Voltage, 3 Phases, and 14 480V Input Amps. It has a IP20, NEMA Type 1 Enclosure and a Full Numeric LCD Human Interface Machine. | 98.1735
43725 | 20DD014A3NYYADNNN | G | The Allen-Bradley 20DD014A3NYYADNNN Adjustable Frequency AC Drive operates with a 480V AC Voltage, 3 Phases, and 14 480V Input Amps. It has a IP20, NEMA Type 1 Enclosure and a Full Numeric LCD Human Interface Machine. | 97.9499
43764 | 20DD022A0EYNANNBN | G | <p>The Allen-Bradley 20DD022A0EYNANNBN Adjustable Frequency AC Drive operates with a 480V AC Voltage, 3 Phases, and 22 480V Input Amps. It has a IP20, NEMA Type 1 Enclosure and a Blank Cover Human Interface Machine.</p> | 97.4943
43927 | 20DD027A0EYNARNNN | G | The Allen-Bradley 20DD027A0EYNARNNN Adjustable Frequency AC Drive operates with a 480V AC Voltage, 3 Phases, and 27 480V Input Amps. It has a IP20, NEMA Type 1 Enclosure and a Blank Cover Human Interface Machine. | 98.1308
43942 | 20DD034A0EYNANABE | G | The Allen-Bradley 20DD034A0EYNANABE Adjustable Frequency AC Drive operates with a 480V AC Voltage, 3 Phases, and 34 480V Input Amps. It has a IP20, NEMA Type 1 Enclosure and a Blank Cover Human Interface Machine. | 98.8345
43985 | 20DD034A3EYNA5NBA | G | <p>The Allen-Bradley 20DD034A3EYNA5NBA Adjustable Frequency AC Drive operates with a 480V AC Voltage, 3 Phases, and 34 480V Input Amps. It has a IP20, NEMA Type 1 Enclosure and a Full Numeric LCD Human Interface Machine.</p> | 98.2222
44158 | 20DD052A0EYNANBNE | G | The Allen-Bradley 20DD052A0EYNANBNE Adjustable Frequency AC Drive operates with a 480V AC Voltage, 3 Phases, and 52 480V Input Amps. It has a IP20, NEMA Type 1 Enclosure and a Blank Cover Human Interface Machine. | 98.5981
44169 | 20DD052A0NYNANNNN | G | The Allen-Bradley 20DD052A0NYNANNNN Adjustable Frequency AC Drive operates with a 480V AC Voltage, 3 Phases, and 52 480V Input Amps. It has a IP20, NEMA Type 1 Enclosure and a Blank Cover Human Interface Machine. | 98.3607
44204 | 20DD052A3NYNA1NBA | G | The Allen-Bradley 20DD052A3NYNA1NBA Adjustable Frequency AC Drive operates with a 480V AC Voltage, 3 Phases, and 52 480V Input Amps. It has a IP20, NEMA Type 1 Enclosure and a Full Numeric LCD Human Interface Machine. | 97.9405
44242 | 20DD065A0NYNACANE | G | <p>The Allen-Bradley 20DD065A0NYNACANE Adjustable Frequency AC Drive operates with a 480V AC Voltage, 3 Phases, and 65 480V Input Amps. It has a IP20, NEMA Type 1 Enclosure and a Blank Cover Human Interface Machine.</p> | 97.4943
44334 | 20DD077A0NNNANNNN | G | The Allen-Bradley 20DD077A0NNNANNNN Adjustable Frequency AC Drive operates with a 480V AC Voltage, 3 Phases, and 77 480V Input Amps. It has a IP20, NEMA Type 1 Enclosure and a Blank Cover Human Interface Machine. | 97.8923
44342 | 20DD077A3ENNANNNN | G | The Allen-Bradley 20DD077A3ENNANNNN Adjustable Frequency AC Drive operates with a 480V AC Voltage, 3 Phases, and 77 480V Input Amps. It has a IP20, NEMA Type 1 Enclosure and a Full Numeric LCD Human Interface Machine. | 97.4828
44346 | 20DD077A3EYNA5NBA | G | <p>The Allen-Bradley 20DD077A3EYNA5NBA Adjustable Frequency AC Drive operates with a 480V AC Voltage, 3 Phases, and 77 480V Input Amps. It has a IP20, NEMA Type 1 Enclosure and a Full Numeric LCD Human Interface Machine.</p> | 97.1047
44380 | 20DD096A0ENNA6CNL | G | The Allen-Bradley 20DD096A0ENNA6CNL Adjustable Frequency AC Drive operates with a 480V AC Voltage, 3 Phases, and 96 480V Input Amps. It has a IP20, NEMA Type 1 Enclosure and a Blank Cover Human Interface Machine. | 96.9555
44426 | 20DD096A3EYNANCNL | G | The Allen-Bradley 20DD096A3EYNANCNL Adjustable Frequency AC Drive operates with a 480V AC Voltage, 3 Phases, and 96 480V Input Amps. It has a IP20, NEMA Type 1 Enclosure and a Full Numeric LCD Human Interface Machine. | 97.4943
44446 | 20DD125A0EYNANNNN | G | The Allen-Bradley 20DD125A0EYNANNNN Adjustable Frequency AC Drive operates with a 480V AC Voltage, 3 Phases, and 125 480V Input Amps. It has a IP20, NEMA Type 1 Enclosure and a Blank Cover Human Interface Machine. | 99.0698
44452 | 20DD125A0NYNACNNN | G | The Allen-Bradley 20DD125A0NYNACNNN Adjustable Frequency AC Drive operates with a 480V AC Voltage, 3 Phases, and 125 480V Input Amps. It has a IP20, NEMA Type 1 Enclosure and a Blank Cover Human Interface Machine. | 99.5349
44453 | 20DD125A0NYNADNNN | G | The Allen-Bradley 20DD125A0NYNADNNN Adjustable Frequency AC Drive operates with a 480V AC Voltage, 3 Phases, and 125 480V Input Amps. It has a IP20, NEMA Type 1 Enclosure and a Blank Cover Human Interface Machine. | 97.1963
44470 | 20DD125A3EYNACNNN | G | The Allen-Bradley 20DD125A3EYNACNNN Adjustable Frequency AC Drive operates with a 480V AC Voltage, 3 Phases, and 125 480V Input Amps. It has a IP20, NEMA Type 1 Enclosure and a Full Numeric LCD Human Interface Machine. | 99.5455
44471 | 20DD125A3EYNADNNN | G | The Allen-Bradley 20DD125A3EYNADNNN Adjustable Frequency AC Drive operates with a 480V AC Voltage, 3 Phases, and 125 480V Input Amps. It has a IP20, NEMA Type 1 Enclosure and a Full Numeric LCD Human Interface Machine. | 99.5455
44479 | 20DD125A3EYNANNNN | G | The Allen-Bradley 20DD125A3EYNANNNN Adjustable Frequency AC Drive operates with a 480V AC Voltage, 3 Phases, and 125 480V Input Amps. It has a IP20, NEMA Type 1 Enclosure and a Full Numeric LCD Human Interface Machine. | 99.5455
44480 | 20DD125A3EYNARNNN | G | The Allen-Bradley 20DD125A3EYNARNNN Adjustable Frequency AC Drive operates with a 480V AC Voltage, 3 Phases, and 125 480V Input Amps. It has a IP20, NEMA Type 1 Enclosure and a Full Numeric LCD Human Interface Machine. | 97.7273
44566 | 20DD248A0ENNA1CNK | G | The Allen-Bradley 20DD248A0ENNA1CNK Adjustable Frequency AC Drive operates with a 480V AC Voltage, 3 Phases, and 248 480V Input Amps. It has a IP20, NEMA Type 1 Enclosure and a Blank Cover Human Interface Machine. | 99.0698
71423 | 20DD248A0ENNACGNE | G | <p>The 20DD248A0ENNACGNE drive is a PowerFlex AC drive from the 700S series. It is a 3-phase unit.</p>
71421 | 20DD248A0ENNANANK | G | <p>The 20DD248A0ENNANANK is a 700S series drive. It has a current rating of 248 Amps.</p>
44567 | 20DD248A0ENNARANE | G | The Allen-Bradley 20DD248A0ENNARANE Adjustable Frequency AC Drive operates with a 480V AC Voltage, 3 Phases, and 248 480V Input Amps. It has a IP20, NEMA Type 1 Enclosure and a Blank Cover Human Interface Machine. | 98.1395
44568 | 20DD248A0EYNA1CNL | G | The Allen-Bradley 20DD248A0EYNA1CNL Adjustable Frequency AC Drive operates with a 480V AC Voltage, 3 Phases, and 248 480V Input Amps. It has a IP20, NEMA Type 1 Enclosure and a Blank Cover Human Interface Machine. | 99.0698
44569 | 20DD248A0EYNA6DNL | G | The Allen-Bradley 20DD248A0EYNA6DNL Adjustable Frequency AC Drive operates with a 480V AC Voltage, 3 Phases, and 248 480V Input Amps. It has a IP20, NEMA Type 1 Enclosure and a Blank Cover Human Interface Machine. | 97.6636
44578 | 20DD248A3ENNA1CNK | G | The Allen-Bradley 20DD248A3ENNA1CNK Adjustable Frequency AC Drive operates with a 480V AC Voltage, 3 Phases, and 248 480V Input Amps. It has a IP20, NEMA Type 1 Enclosure and a Full Numeric LCD Human Interface Machine. | 96.8182
44614 | 20DD261A3EYNNCAUE | G | The Allen-Bradley 20DD261A3EYNNCAUE Adjustable Frequency AC Drive operates with a 480V AC Voltage, 3 Phases, and 261 480V Input Amps. It has a IP20, NEMA Type 1 Enclosure and a Full Numeric LCD Human Interface Machine. | 99.5455
44619 | 20DD261A3EYNNRAUE | G | The Allen-Bradley 20DD261A3EYNNRAUE Adjustable Frequency AC Drive operates with a 480V AC Voltage, 3 Phases, and 261 480V Input Amps. It has a IP20, NEMA Type 1 Enclosure and a Full Numeric LCD Human Interface Machine. | 97.2727
44988 | 20DD2P1A3EYNADNNN | G | The Allen-Bradley 20DD2P1A3EYNADNNN Adjustable Frequency AC Drive operates with a 480V AC Voltage, 3 Phases, and 2.1 480V Input Amps. It has a IP20, NEMA Type 1 Enclosure and a Full Numeric LCD Human Interface Machine. | 99.0909
44994 | 20DD2P1A3EYNAENNN | G | <p>The Allen-Bradley 20DD2P1A3EYNAENNN Adjustable Frequency AC Drive operates with a 480V AC Voltage, 3 Phases, and 2.1 480V Input Amps. It has a IP20, NEMA Type 1 Enclosure and a Full Numeric LCD Human Interface Machine.</p> | 97.7876
45030 | 20DD2P1A3NYNADNBN | G | The Allen-Bradley 20DD2P1A3NYNADNBN Adjustable Frequency AC Drive operates with a 480V AC Voltage, 3 Phases, and 2.1 480V Input Amps. It has a IP20, NEMA Type 1 Enclosure and a Full Numeric LCD Human Interface Machine. | 97.7273
44675 | 20DD300A3ENNBNANE | G | The Allen-Bradley 20DD300A3ENNBNANE Adjustable Frequency AC Drive operates with a 480V AC Voltage, 3 Phases, and 300 480V Input Amps. It has a IP20, NEMA Type 1 Enclosure and a Full Numeric LCD Human Interface Machine. | 98.6364
45047 | 20DD3P4A0EYNANACE | G | The Allen-Bradley 20DD3P4A0EYNANACE Adjustable Frequency AC Drive operates with a 480V AC Voltage, 3 Phases, and 3.4 480V Input Amps. It has a IP20, NEMA Type 1 Enclosure and a Blank Cover Human Interface Machine. | 99.5349
45048 | 20DD3P4A0EYNANANE | G | The Allen-Bradley 20DD3P4A0EYNANANE Adjustable Frequency AC Drive operates with a 480V AC Voltage, 3 Phases, and 3.4 480V Input Amps. It has a IP20, NEMA Type 1 Enclosure and a Blank Cover Human Interface Machine. | 98.6047
45058 | 20DD3P4A0EYYAEGNE | G | <p>The Allen-Bradley 20DD3P4A0EYYAEGNE Adjustable Frequency AC Drive operates with a 480V AC Voltage, 3 Phases, and 3.4 480V Input Amps. It has a IP20, NEMA Type 1 Enclosure and a Blank Cover Human Interface Machine.</p> | 96.8182
45066 | 20DD3P4A0NYNACNNN | G | The Allen-Bradley 20DD3P4A0NYNACNNN Adjustable Frequency AC Drive operates with a 480V AC Voltage, 3 Phases, and 3.4 480V Input Amps. It has a IP20, NEMA Type 1 Enclosure and a Blank Cover Human Interface Machine. | 97.6636
45082 | 20DD3P4A3EYNADNNN | G | <p>The Allen-Bradley 20DD3P4A3EYNADNNN Adjustable Frequency AC Drive operates with a 480V AC Voltage, 3 Phases, and 3.4 480V Input Amps. It has a IP20, NEMA Type 1 Enclosure and a Full Numeric LCD Human Interface Machine.</p> | 97.3094
45087 | 20DD3P4A3EYNANCNL | G | The Allen-Bradley 20DD3P4A3EYNANCNL Adjustable Frequency AC Drive operates with a 480V AC Voltage, 3 Phases, and 3.4 480V Input Amps. It has a IP20, NEMA Type 1 Enclosure and a Full Numeric LCD Human Interface Machine. | 99.0909
45092 | 20DD3P4A3EYNANNNN | G | The Allen-Bradley 20DD3P4A3EYNANNNN Adjustable Frequency AC Drive operates with a 480V AC Voltage, 3 Phases, and 3.4 480V Input Amps. It has a IP20, NEMA Type 1 Enclosure and a Full Numeric LCD Human Interface Machine. | 99.0909
45111 | 20DD3P4A3NYNACNNN | G | The Allen-Bradley 20DD3P4A3NYNACNNN Adjustable Frequency AC Drive operates with a 480V AC Voltage, 3 Phases, and 3.4 480V Input Amps. It has a IP20, NEMA Type 1 Enclosure and a Full Numeric LCD Human Interface Machine. | 98.1818
45117 | 20DD3P4A3NYYADNBN | G | The Allen-Bradley 20DD3P4A3NYYADNBN Adjustable Frequency AC Drive operates with a 480V AC Voltage, 3 Phases, and 3.4 480V Input Amps. It has a IP20, NEMA Type 1 Enclosure and a Full Numeric LCD Human Interface Machine. | 96.8037
44911 | 20DD500A3ENNBNASE | G | The Allen-Bradley 20DD500A3ENNBNASE Adjustable Frequency AC Drive operates with a 480V AC Voltage, 3 Phases, and 500 480V Input Amps. It has a IP20, NEMA Type 1 Enclosure and a Full Numeric LCD Human Interface Machine. | 97.7169
45152 | 20DD5P0A3EYNA5NBA | G | The Allen-Bradley 20DD5P0A3EYNA5NBA Adjustable Frequency AC Drive operates with a 480V AC Voltage, 3 Phases, and 5 480V Input Amps. It has a IP20, NEMA Type 1 Enclosure and a Full Numeric LCD Human Interface Machine. | 97.7064
45237 | 20DD8P0A0EYNANANE | G | <p>The Allen-Bradley 20DD8P0A0EYNANANE Adjustable Frequency AC Drive operates with a 480V AC Voltage, 3 Phases, and 8 480V Input Amps. It has a IP20, NEMA Type 1 Enclosure and a Blank Cover Human Interface Machine.</p> | 96.5986
45239 | 20DD8P0A0EYNANBSL | G | The Allen-Bradley 20DD8P0A0EYNANBSL Adjustable Frequency AC Drive operates with a 480V AC Voltage, 3 Phases, and 8 480V Input Amps. It has a IP20, NEMA Type 1 Enclosure and a Blank Cover Human Interface Machine. | 99.061
45240 | 20DD8P0A0EYNANCCL | G | The Allen-Bradley 20DD8P0A0EYNANCCL Adjustable Frequency AC Drive operates with a 480V AC Voltage, 3 Phases, and 8 480V Input Amps. It has a IP20, NEMA Type 1 Enclosure and a Blank Cover Human Interface Machine. | 98.1221
45285 | 20DD8P0A3EYNACNNN | G | The Allen-Bradley 20DD8P0A3EYNACNNN Adjustable Frequency AC Drive operates with a 480V AC Voltage, 3 Phases, and 8 480V Input Amps. It has a IP20, NEMA Type 1 Enclosure and a Full Numeric LCD Human Interface Machine. | 99.5413
45290 | 20DD8P0A3EYNAEABE | G | <p>The Allen-Bradley 20DD8P0A3EYNAEABE Adjustable Frequency AC Drive operates with a 480V AC Voltage, 3 Phases, and 8 480V Input Amps. It has a IP20, NEMA Type 1 Enclosure and a Full Numeric LCD Human Interface Machine.</p> | 97.2851
45330 | 20DD8P0A3EYYAEABE | G | The Allen-Bradley 20DD8P0A3EYYAEABE Adjustable Frequency AC Drive operates with a 480V AC Voltage, 3 Phases, and 8 480V Input Amps. It has a IP20, NEMA Type 1 Enclosure and a Full Numeric LCD Human Interface Machine. | 98.1651
45350 | 20DD8P0A3NYNACNNN | G | The Allen-Bradley 20DD8P0A3NYNACNNN Adjustable Frequency AC Drive operates with a 480V AC Voltage, 3 Phases, and 8 480V Input Amps. It has a IP20, NEMA Type 1 Enclosure and a Full Numeric LCD Human Interface Machine. | 97.7064
45540 | 20DE590N0ENNBEANE | G | The Allen-Bradley 20DE590N0ENNBEANE Adjustable Frequency AC Drive operates with a 600V AC Voltage, 3 Phases, and 590 600V Input Amps. It has a Open/IP00 Enclosure and a Blank Cover Human Interface Machine. | 97.5845
73761 | 20DJ650N3ENNBDANE | G | <p>The Allen-Bradley 20DJ650N3ENNBDANE Adjustable Frequency Drive with DriveLogix control is a digital AC drive designed for the most demanding drive control applications. It is part of the PowerFlex 700S series. This drive has a voltage rating of 650 Volts DC, a normal duty output rating of 500 Horsepower, and a continuous output current rating of 650 Amps.</p> | 97.9757
73762 | 20DJ650N3ENNBNANE | G | <p>The Allen-Bradley 20DJ650N3ENNBNANE Adjustable Frequency Drive with DriveLogix control is a digital AC drive designed for the most demanding drive control applications. It is a member of the PowerFlex 700S series. This drive has a voltage rating of 650 Volts DC, a normal duty rating of 500 Horsepower, and a continuous output current rating of 650 Amps.</p> | 96.3855
73763 | 20DJ650N3ENNBNGNE | G | <p>The Allen-Bradley 20DJ650N3ENNBNGNE Adjustable Frequency Drive with DriveLogix control is a digital AC drive that is designed for the most demanding drive control applications. It is part of the PowerFlex 700S drive series. This drive has a voltage rating of 650 Volts DC, a normal duty output power rating of 500 Horsepower, and a continuous output current rating of 650 Amps.</p> | 97.4026
73764 | 20DJ650N3NNNBCANE | G | <p>The Allen-Bradley 20DJ650N3NNNBCANE Adjustable Frequency Drive with DriveLogix control is a digital AC drive designed for the most demanding drive control applications. This drive is part of the PowerFlex 700S series. This drive has a voltage rating of 650 Volts DC, a normal duty output rating of 500 Horsepower, and a continuous output current rating of 650 Amps.</p> | 96.9292
73765 | 20DJ650N3NNNBCGNE | G | <p>The Allen-Bradley 20DJ650N3NNNBCGNE Adjustable Frequency Drive with DriveLogix control is a digital AC drive designed for the most demanding drive control applications. It is part of the PowerFlex 700S series. This drive has a DC input voltage rating of 650 Volts DC, a normal duty output rating of 500 Horsepower, and a continuous output current rating of 650 Amps.</p> | 95.6522
73766 | 20DJ650N3NNNBCHNE | G | <p>The Allen-Bradley 20DJ650N3NNNBCHNE Adjustable Frequency Drive with DriveLogix control is a digital AC drive that is designed for the most demanding drive control applications. It is a member of the PowerFlex 700S series. This drive has a voltage rating of 650 Volts DC, a normal duty output power rating of 500 Horsepower, and a continuous output current rating of 650 Amps.</p> | 95.7087
73767 | 20DK208N0NNNBCANE | G | <p>The Allen-Bradley 20DK208N0NNNBCANE Adjustable Frequency Drive with DriveLogix control is a digital AC drive designed for the most demanding drive control applications. This drive has a voltage rating of 810 Volts DC, a normal duty output power rating of 200 Horsepower, and a continuous output current rating of 208 Amps. It is part of the PowerFlex 700S series.</p> | 97.4565
73772 | 20DK416N0NNNBCASE | G | <p>The Allen-Bradley 20DK416N0NNNBCASE Adjustable Frequency Drive with DriveLogix control is a digital AC drive designed for the most demanding drive control applications. It is a part of the PowerFlex 700S series. This drive has a voltage rating of 810 Volts DC, a normal duty output power rating of 450 Horsepower, and a continuous output current rating of 416 Amps.</p> | 95.3887
50888 | 20F11FD011AA0NNNNN | G | Allen-Bradley PowerFlex 753 with 480 AC Volts Current, 11 Amperes Output Current, and AC Input with DC Terminals
57102 | 20F11FD011JA0NNNNN | G | <p>This PowerFlex 753 AC drive has 1..5,8...10 frames and AC &amp; DC Input w/Precharge enclosure type. It is 480V AC/650V DC</p> | 100
50889 | 20F11FD014AA0NNNNN | G | Allen-Bradley PowerFlex 753 with 480 AC Volts Current, 14 Amperes Output Current, and AC Input with DC Terminals
57103 | 20F11FD014JA0NNNNN | G | <p>This PowerFlex 753 AC drive has 1..5,8...10 frames and AC &amp; DC Input w/Precharge enclosure type. It is 480V AC/650V DC</p> | 100
50890 | 20F11FD022AA0NNNNN | G | Allen-Bradley PowerFlex 753 with 480 AC Volts Current, 22 Amperes Output Current, and AC Input with DC Terminals
57104 | 20F11FD022JA0NNNNN | G | <p>This PowerFlex 753 AC drive has 1..5,8...10 frames and AC &amp; DC Input w/Precharge enclosure type. It is 480V AC/650V DC</p> | 100
50891 | 20F11FD027AA0NNNNN | G | Allen-Bradley PowerFlex 753 with 480 AC Volts Current, 27 Amperes Output Current, and AC Input with DC Terminals
57105 | 20F11FD027JA0NNNNN | G | <p>This PowerFlex 753 AC drive has 1..5,8...10 frames and AC &amp; DC Input w/Precharge enclosure type. It is 480V AC/650V DC</p> | 100
50892 | 20F11FD034AA0NNNNN | G | Allen-Bradley PowerFlex 753 with 480 AC Volts Current, 34 Amperes Output Current, and AC Input with DC Terminals
57106 | 20F11FD034JA0NNNNN | G | <p>This PowerFlex 753 AC drive has 1..5,8...10 frames and AC &amp; DC Input w/Precharge enclosure type. It is 480V AC/650V DC</p> | 100
50893 | 20F11FD040AA0NNNNN | G | Allen-Bradley PowerFlex 753 with 480 AC Volts Current, 40 Amperes Output Current, and AC Input with DC Terminals
57107 | 20F11FD040JA0NNNNN | G | <p>This PowerFlex 753 AC drive has 1..5,8...10 frames and AC &amp; DC Input w/Precharge enclosure type. It is 480V AC/650V DC</p> | 100
50894 | 20F11FD052AA0NNNNN | G | Allen-Bradley PowerFlex 753 with 480 AC Volts Current, 52 Amperes Output Current, and AC Input with DC Terminals
57108 | 20F11FD052JA0NNNNN | G | <p>This PowerFlex 753 AC drive has 1..5,8...10 frames and AC &amp; DC Input w/Precharge enclosure type. It is 480V AC/650V DC</p> | 100
50895 | 20F11FD065AA0NNNNN | G | Allen-Bradley PowerFlex 753 with 480 AC Volts Current, 65 Amperes Output Current, and AC Input with DC Terminals
57109 | 20F11FD065JA0NNNNN | G | <p>This PowerFlex 753 AC drive has 1..5,8...10 frames and AC &amp; DC Input w/Precharge enclosure type. It is 480V AC/650V DC</p> | 100
50896 | 20F11FD077AA0NNNNN | G | <p>Allen-Bradley PowerFlex 753 with 480 AC Volts Current, 77 Amperes Output Current, and AC Input with DC Terminals</p>
57110 | 20F11FD077JA0NNNNN | G | <p>This PowerFlex 753 AC drive has 1..5,8...10 frames and AC &amp; DC Input w/Precharge enclosure type. It is 480V AC/650V DC</p> | 100
50897 | 20F11FD096AA0NNNNN | G | Allen-Bradley PowerFlex 753 with 480 AC Volts Current, 96 Amperes Output Current, and AC Input with DC Terminals
57111 | 20F11FD096JA0NNNNN | G | <p>This PowerFlex 753 AC drive has 1..5,8...10 frames and AC &amp; DC Input w/Precharge enclosure type. It is 480V AC/650V DC</p> | 100
50898 | 20F11FD2P1AA0NNNNN | G | Allen-Bradley PowerFlex 753 with 480 AC Volts Current, 2.1 Amperes Output Current, and AC Input with DC Terminals
57112 | 20F11FD2P1JA0NNNNN | G | <p>This PowerFlex 753 AC drive has 1..5,8...10 frames and AC &amp; DC Input w/Precharge enclosure type. It is 480V AC/650V DC</p> | 100
50899 | 20F11FD3P4AA0NNNNN | G | Allen-Bradley PowerFlex 753 with 480 AC Volts Current, 3.4 Amperes Output Current, and AC Input with DC Terminals
57113 | 20F11FD3P4JA0NNNNN | G | <p>This PowerFlex 753 AC drive has 1..5,8...10 frames and AC &amp; DC Input w/Precharge enclosure type. It is 480V AC/650V DC</p> | 100
50900 | 20F11FD5P0AA0NNNNN | G | <p>Allen-Bradley PowerFlex 753 with 480 AC Volts Current, 5 Amperes Output Current, and AC Input with DC Terminals</p>
57114 | 20F11FD5P0JA0NNNNN | G | <p>This PowerFlex 753 AC drive has 1..5,8...10 frames and AC &amp; DC Input w/Precharge enclosure type. It is 480V AC/650V DC</p> | 100
50901 | 20F11FD8P0AA0NNNNN | G | Allen-Bradley PowerFlex 753 with 480 AC Volts Current, 8 Amperes Output Current, and AC Input with DC Terminals
57115 | 20F11FD8P0JA0NNNNN | G | <p>This PowerFlex 753 AC drive has 1..5,8...10 frames and AC &amp; DC Input w/Precharge enclosure type. It is 480V AC/650V DC</p> | 100
50902 | 20F11FE011AA0NNNNN | G | Allen-Bradley PowerFlex 753 with 480 AC Volts Current, 11 Amperes Output Current, and AC Input with DC Terminals
50903 | 20F11FE022AA0NNNNN | G | Allen-Bradley PowerFlex 753 with 480 AC Volts Current, 22 Amperes Output Current, and AC Input with DC Terminals
50904 | 20F11FE027AA0NNNNN | G | Allen-Bradley PowerFlex 753 with 480 AC Volts Current, 27 Amperes Output Current, and AC Input with DC Terminals
50905 | 20F11FE032AA0NNNNN | G | Allen-Bradley PowerFlex 753 with 480 AC Volts Current, 32 Amperes Output Current, and AC Input with DC Terminals
50906 | 20F11FE041JA0NNNNN | G | Allen-Bradley PowerFlex 753 with 480 AC Volts Current, 41 Amperes Output Current, and AC Input with DC Terminals
50907 | 20F11FE052AA0NNNNN | G | Allen-Bradley PowerFlex 753 with 480 AC Volts Current, 52 Amperes Output Current, and AC Input with DC Terminals
57039 | 20F11GC022JA0NNNNN | G | <p>This PowerFlex 753 AC drive has 1..5,8...10 frames and AC &amp; DC Input w/Precharge enclosure type. It is 400V AC/540V DC and 11 kilowatts. and 15 horsepower. and 300 horsepower. and 250 kilowatts.</p> | 100
50908 | 20F11GD011AA0NNNNN | G | Allen-Bradley PowerFlex 753 with 480 AC Volts Current, 11 Amperes Output Current, and AC Input with DC Terminals
57149 | 20F11GD011JA0NNNNN | G | <p>This PowerFlex 753 AC drive has 1..5,8...10 frames and AC &amp; DC Input w/Precharge enclosure type. It is 480V AC/650V DC</p> | 100
50909 | 20F11GD014AA0NNNNN | G | Allen-Bradley PowerFlex 753 with 480 AC Volts Current, 14 Amperes Output Current, and AC Input with DC Terminals
57150 | 20F11GD014JA0NNNNN | G | <p>This PowerFlex 753 AC drive has 1..5,8...10 frames and AC &amp; DC Input w/Precharge enclosure type. It is 480V AC/650V DC</p> | 100
50910 | 20F11GD022AA0NNNNN | G | Allen-Bradley PowerFlex 753 with 480 AC Volts Current, 22 Amperes Output Current, and AC Input with DC Terminals
57151 | 20F11GD022JA0NNNNN | G | <p>This PowerFlex 753 AC drive has 1..5,8...10 frames and AC &amp; DC Input w/Precharge enclosure type. It is 480V AC/650V DC</p> | 100
50911 | 20F11GD027AA0NNNNN | G | Allen-Bradley PowerFlex 753 with 480 AC Volts Current, 27 Amperes Output Current, and AC Input with DC Terminals
57152 | 20F11GD027JA0NNNNN | G | <p>This PowerFlex 753 AC drive has 1..5,8...10 frames and AC &amp; DC Input w/Precharge enclosure type. It is 480V AC/650V DC</p> | 100
50912 | 20F11GD034AA0NNNNN | G | Allen-Bradley PowerFlex 753 with 480 AC Volts Current, 34 Amperes Output Current, and AC Input with DC Terminals
57153 | 20F11GD034JA0NNNNN | G | <p>This PowerFlex 753 AC drive has 1..5,8...10 frames and AC &amp; DC Input w/Precharge enclosure type. It is 480V AC/650V DC</p> | 100
50913 | 20F11GD040AA0NNNNN | G | Allen-Bradley PowerFlex 753 with 480 AC Volts Current, 40 Amperes Output Current, and AC Input with DC Terminals
57154 | 20F11GD040JA0NNNNN | G | <p>This PowerFlex 753 AC drive has 1..5,8...10 frames and AC &amp; DC Input w/Precharge enclosure type. It is 480V AC/650V DC</p> | 100
50914 | 20F11GD052AA0NNNNN | G | Allen-Bradley PowerFlex 753 with 480 AC Volts Current, 52 Amperes Output Current, and AC Input with DC Terminals
57155 | 20F11GD052JA0NNNNN | G | <p>This PowerFlex 753 AC drive has 1..5,8...10 frames and AC &amp; DC Input w/Precharge enclosure type. It is 480V AC/650V DC</p> | 100
50915 | 20F11GD065AA0NNNNN | G | Allen-Bradley PowerFlex 753 with 480 AC Volts Current, 65 Amperes Output Current, and AC Input with DC Terminals
57156 | 20F11GD065JA0NNNNN | G | <p>This PowerFlex 753 AC drive has 1..5,8...10 frames and AC &amp; DC Input w/Precharge enclosure type. It is 480V AC/650V DC</p> | 100
50916 | 20F11GD077AA0NNNNN | G | Allen-Bradley PowerFlex 753 with 480 AC Volts Current, 77 Amperes Output Current, and AC Input with DC Terminals
57157 | 20F11GD077JA0NNNNN | G | <p>This PowerFlex 753 AC drive has 1..5,8...10 frames and AC &amp; DC Input w/Precharge enclosure type. It is 480V AC/650V DC</p> | 100
50917 | 20F11GD2P1AA0NNNNN | G | Allen-Bradley PowerFlex 753 with 480 AC Volts Current, 2.1 Amperes Output Current, and AC Input with DC Terminals
57158 | 20F11GD2P1JA0NNNNN | G | <p>This PowerFlex 753 AC drive has 1..5,8...10 frames and AC &amp; DC Input w/Precharge enclosure type. It is 480V AC/650V DC</p> | 100
50918 | 20F11GD3P4AA0NNNNN | G | Allen-Bradley PowerFlex 753 with 480 AC Volts Current, 3.4 Amperes Output Current, and AC Input with DC Terminals
57159 | 20F11GD3P4JA0NNNNN | G | <p>This PowerFlex 753 AC drive has 1..5,8...10 frames and AC &amp; DC Input w/Precharge enclosure type. It is 480V AC/650V DC</p> | 100
50919 | 20F11GD5P0AA0NNNNN | G | Allen-Bradley PowerFlex 753 with 480 AC Volts Current, 5 Amperes Output Current, and AC Input with DC Terminals
57160 | 20F11GD5P0JA0NNNNN | G | <p>This PowerFlex 753 AC drive has 1..5,8...10 frames and AC &amp; DC Input w/Precharge enclosure type. It is 480V AC/650V DC</p> | 100
50920 | 20F11GD8P0AA0NNNNN | G | Allen-Bradley PowerFlex 753 with 480 AC Volts Current, 8 Amperes Output Current, and AC Input with DC Terminals
57161 | 20F11GD8P0JA0NNNNN | G | <p>This PowerFlex 753 AC drive has 1..5,8...10 frames and AC &amp; DC Input w/Precharge enclosure type. It is 480V AC/650V DC</p> | 100
50921 | 20F11GE011AA0NNNNN | G | Allen-Bradley PowerFlex 753 with 600 AC Volts Current, 11 Amperes Output Current, and AC Input with DC Terminals
50922 | 20F11GE032AA0NNNNN | G | Allen-Bradley PowerFlex 753 with 600 AC Volts Current, 32 Amperes Output Current, and AC Input with DC Terminals
50923 | 20F11GE1P7AA0NNNNN | G | Allen-Bradley PowerFlex 753 with 600 AC Volts Current, 1.7 Amperes Output Current, and AC Input with DC Terminals
50924 | 20F11GE6P1AA0NNNNN | G | Allen-Bradley PowerFlex 753 with 600 AC Volts Current, 6.1 Amperes Output Current, and AC Input with DC Terminals
56980 | 20F11NC011AA0NNNNN | G | <p>This PowerFlex 753 AC drive has 1..5,8...10 frames and AC &amp; DC Input w/Precharge enclosure type. It is 400V AC/540V DC and 5.5 kilowatts. and 7.5 horsepower. and 300 horsepower. and 250 kilowatts.</p> | 100
57038 | 20F11NC011JA0NNNNN | G | <p>This PowerFlex 753 AC drive has 1..5,8...10 frames and AC &amp; DC Input w/Precharge enclosure type. It is 400V AC/540V DC and 5.5 kilowatts. and 7.5 horsepower. and 300 horsepower. and 250 kilowatts.</p> | 100
57040 | 20F11NC015JA0NNNNN | G | <p>This PowerFlex 753 AC drive has 1..5,8...10 frames and AC &amp; DC Input w/Precharge enclosure type. It is 400V AC/540V DC and 7.5 kilowatts. and 1 horsepower. and 300 horsepower. and 250 kilowatts.</p> | 100
56979 | 20F11NC022JA0NNNNN | G | <p>This PowerFlex 753 AC drive has 1..5,8...10 frames and AC &amp; DC Input w/Precharge enclosure type. It is 400V AC/540V DC and 11 kilowatts. and 15 horsepower. and 300 horsepower. and 250 kilowatts.</p> | 99.0291
57037 | 20F11NC030JA0NNNNN | G | <p>This PowerFlex 753 AC drive has 1..5,8...10 frames and AC &amp; DC Input w/Precharge enclosure type. It is 400V AC/540V DC and 15 kilowatts. and 1 horsepower. and 300 horsepower. and 250 kilowatts.</p> | 99.7567
57184 | 20F11NC037JA0NNNNN | G | <p>This PowerFlex 753 AC drive has 1..5,8...10 frames and AC &amp; DC Input w/Precharge enclosure type. It is 400V AC/540V DC and 18.5 kilowatts. and 1 horsepower. and 300 horsepower. and 250 kilowatts.</p> | 99.7579
56982 | 20F11NC043JA0NNNNN | G | <p>This PowerFlex 753 AC drive has 1..5,8...10 frames and AC &amp; DC Input w/Precharge enclosure type. It is 400V AC/540V DC and 22 kilowatts. and 1 horsepower. and 300 horsepower. and 250 kilowatts.</p> | 99.2665
56981 | 20F11NC060JA0NNNNN | G | <p>This PowerFlex 753 AC drive has 1..5,8...10 frames and AC &amp; DC Input w/Precharge enclosure type. It is 400V AC/540V DC and 30 kilowatts. and 1 horsepower. and 300 horsepower. and 250 kilowatts.</p> | 99.2665
57030 | 20F11NC072JA0NNNNN | G | <p>This PowerFlex 753 AC drive has 1..5,8...10 frames and AC &amp; DC Input w/Precharge enclosure type. It is 400V AC/540V DC and 37 kilowatts. and 1 horsepower. and 300 horsepower. and 250 kilowatts.</p> | 99.5122
57033 | 20F11NC073AA0NNNNN | G | <p>This PowerFlex 753 AC drive has 1..5,8...10 frames and AC &amp; DC Input w/Precharge enclosure type. It is 400V AC/540V DC and 0.75 kilowatts. and 1 horsepower. and 300 horsepower. and 250 kilowatts.</p> | 99.5169
57035 | 20F11NC085JA0NNNNN | G | <p>This PowerFlex 753 AC drive has 1..5,8...10 frames and AC &amp; DC Input w/Precharge enclosure type. It is 400V AC/540V DC and 45 kilowatts. and 1 horsepower. and 300 horsepower. and 250 kilowatts.</p> | 99.7555
57034 | 20F11NC104JA0NNNNN | G | <p>This PowerFlex 753 AC drive has 1..5,8...10 frames and AC &amp; DC Input w/Precharge enclosure type. It is 400V AC/540V DC and 55 kilowatts. and 1 horsepower. and 300 horsepower. and 250 kilowatts.</p> | 99.2701
57041 | 20F11NC2P1JA0NNNNN | G | <p>This PowerFlex 753 AC drive has 1..5,8...10 frames and AC &amp; DC Input w/Precharge enclosure type. It is 400V AC/540V DC and 0.75 kilowatts. and 1 horsepower. and 300 horsepower. and 250 kilowatts.</p> | 100
57031 | 20F11NC3P5AA0NNNNN | G | <p>This PowerFlex 753 AC drive has 1..5,8...10 frames and AC &amp; DC Input w/Precharge enclosure type. It is 400V AC/540V DC and 1.5 kilowatts. and 1 horsepower. and 300 horsepower. and 250 kilowatts.</p> | 100
57185 | 20F11NC3P5JA0NNNNN | G | <p>This PowerFlex 753 AC drive has 1..5,8...10 frames and AC &amp; DC Input w/Precharge enclosure type. It is 400V AC/540V DC and 1.5 kilowatts. and 1 horsepower. and 300 horsepower. and 250 kilowatts.</p> | 95.4774
57029 | 20F11NC5P0JA0NNNNN | G | <p>This PowerFlex 753 AC drive has 1..5,8...10 frames and AC &amp; DC Input w/Precharge enclosure type. It is 400V AC/540V DC and 0.75 kilowatts. and 3 horsepower. and 300 horsepower. and 250 kilowatts.</p> | 100
56975 | 20F11NC8P7JA0NNNNN | G | <p>This PowerFlex 753 AC drive has 1..5,8...10 frames and AC &amp; DC Input w/Precharge enclosure type. It is 400V AC/540V DC and 4 kilowatts. and 1 horsepower. and 300 horsepower. and 250 kilowatts.</p> | 99.0244
56974 | 20F11ND00AA0NNNNN | G | <p>This PowerFlex 753 AC drive has 1..5,8...10 frames and AC &amp; DC Input w/Precharge enclosure type. It is 480V AC/650V DC</p> | 100
50925 | 20F11ND011AA0NNNNN | G | <p>Allen-Bradley PowerFlex 753 with 480 AC Volts Current, 11 Amperes Output Current, and AC Input with DC Terminals</p>
57028 | 20F11ND011JA0NNNNN | G | <p>This PowerFlex 753 AC drive has 1..5,8...10 frames and AC &amp; DC Input w/Precharge enclosure type. It is 480V AC/650V DC</p> | 100
50926 | 20F11ND014AA0NNNNN | G | <p>Allen-Bradley PowerFlex 753 with 480 AC Volts Current, 14 Amperes Output Current, and AC Input with DC Terminals</p>
57027 | 20F11ND014JA0NNNNN | G | <p>This PowerFlex 753 AC drive has 1..5,8...10 frames and AC &amp; DC Input w/Precharge enclosure type. It is 480V AC/650V DC</p> | 100
57026 | 20F11ND022JA0NNNNN | G | <p>This PowerFlex 753 AC drive has 1..5,8...10 frames and AC &amp; DC Input w/Precharge enclosure type. It is 480V AC/650V DC</p> | 100
50928 | 20F11ND027AA0NNNNN | G | Allen-Bradley PowerFlex 753 with 480 AC Volts Current, 27 Amperes Output Current, and AC Input with DC Terminals
57025 | 20F11ND027AN0NNNNN | G | <p>This PowerFlex 753 AC drive has 1..5,8...10 frames and AC &amp; DC Input w/Precharge enclosure type. It is 480V AC/650V DC</p> | 100
57024 | 20F11ND027JA0NNNNN | G | <p>This PowerFlex 753 AC drive has 1..5,8...10 frames and AC &amp; DC Input w/Precharge enclosure type. It is 480V AC/650V DC</p> | 100
57023 | 20F11ND027JN0NNNNN | G | <p>This PowerFlex 753 AC drive has 1..5,8...10 frames and AC &amp; DC Input w/Precharge enclosure type. It is 480V AC/650V DC</p> | 100
50929 | 20F11ND034AA0NNNNN | G | Allen-Bradley PowerFlex 753 with 480 AC Volts Current, 34 Amperes Output Current, and AC Input with DC Terminals
57022 | 20F11ND034JA0NNNNN | G | <p>This PowerFlex 753 AC drive has 1..5,8...10 frames and AC &amp; DC Input w/Precharge enclosure type. It is 480V AC/650V DC</p> | 100
57021 | 20F11ND040JA0NNNNN | G | <p>This PowerFlex 753 AC drive has 1..5,8...10 frames and AC &amp; DC Input w/Precharge enclosure type. It is 480V AC/650V DC</p> | 100
50931 | 20F11ND052AA0NNNNN | G | The 20F11ND052AA0NNNNN is part of the PowerFlex 753 Adjustable Frequency AC drive that is manufactured by Allen-Bradley. This drive is a 480VAC, 3-Phase rated drive with applicable motor output power of 40 HP and output current of52 A. This drive implements control using V/Hz control, Vector control with FORCEâ„¢ technology and Sensorless vector control. It has a IP20/IP00, NEMA/UL Type Open rated enclosure with integrated filtering. It is without a door mounted Human Interface Module (HIM). | 99.2951
57186 | 20F11ND052JA0NNNNN | G | <p>This PowerFlex 753 AC drive has 1..5,8...10 frames and AC &amp; DC Input w/Precharge enclosure type. It is 480V AC/650V DC</p> | 100
50932 | 20F11ND065AA0NNNNN | G | The 20F11ND065AA0NNNNN is part of the PowerFlex 753 Adjustable Frequency AC drive that is manufactured by Allen-Bradley. This drive is a 480VAC, 3-Phase rated drive with applicable motor output power of 50 HP and output current of 65 A. This drive implements control using V/Hz control, Vector control with FORCEâ„¢ technology and Sensorless vector control. It has a IP20/IP00, NEMA/UL Type Open rated enclosure with integrated filtering. It is without a door mounted Human Interface Module (HIM). | 98.994
57020 | 20F11ND065AN0NNNNN | G | <p>This PowerFlex 753 AC drive has 1..5,8...10 frames and AC &amp; DC Input w/Precharge enclosure type. It is 480V AC/650V DC</p> | 100
57019 | 20F11ND065JA0NNNNN | G | <p>This PowerFlex 753 AC drive has 1..5,8...10 frames and AC &amp; DC Input w/Precharge enclosure type. It is 480V AC/650V DC</p> | 100
57018 | 20F11ND065JN0NNNNN | G | <p>This PowerFlex 753 AC drive has 1..5,8...10 frames and AC &amp; DC Input w/Precharge enclosure type. It is 480V AC/650V DC</p> | 100
50933 | 20F11ND077AA0NNNNN | G | The 20F11ND077AA0NNNNN is part of the PowerFlex 753 Adjustable Frequency AC drive that is manufactured by Allen-Bradley. This drive is a 480VAC, 3-Phase rated drive with applicable motor output power of 60 HP and output current of 77 A. This drive implements control using V/Hz control, Vector control with FORCEâ„¢ technology and Sensorless vector control. It has a IP20/IP00, NEMA/UL Type Open rated enclosure with integrated filtering. It is without a door mounted Human Interface Module (HIM). | 98.0905
57017 | 20F11ND077AN0NNNNN | G | <p>This PowerFlex 753 AC drive has 1..5,8...10 frames and AC &amp; DC Input w/Precharge enclosure type. It is 480V AC/650V DC</p> | 100
57015 | 20F11ND077JN0NNNNN | G | <p>This PowerFlex 753 AC drive has 1..5,8...10 frames and AC &amp; DC Input w/Precharge enclosure type. It is 480V AC/650V DC</p> | 100
50934 | 20F11ND096AA0NNNNN | G | The Allen-Bradley 20F11ND096AA0NNNNN is a PowerFlex 753 Adjustable Frequency AC drive. This AC drive is a 480VAC/650VDC rated drive with applicable motor output power of 75 HP and output current of 96 A. It has a IP20/IP00, NEMA/UL Type Open rated enclosure with integrated filtering, without a door mounted Human Interface Module (HIM). | 97.9228
57014 | 20F11ND096JA0NNNNN | G | <p>This PowerFlex 753 AC drive has 1..5,8...10 frames and AC &amp; DC Input w/Precharge enclosure type. It is 480V AC/650V DC</p> | 100
57013 | 20F11ND125AA0NNNNN | G | <p>This PowerFlex 753 AC drive has 1..5,8...10 frames and AC &amp; DC Input w/Precharge enclosure type. It is 480V AC/650V DC</p> | 100
57012 | 20F11ND125AN0NNNNN | G | <p>This PowerFlex 753 AC drive has 1..5,8...10 frames and AC &amp; DC Input w/Precharge enclosure type. It is 480V AC/650V DC</p> | 100
57011 | 20F11ND125JA0NNNNN | G | <p>This PowerFlex 753 AC drive has 1..5,8...10 frames and AC &amp; DC Input w/Precharge enclosure type. It is 480V AC/650V DC</p> | 100
57010 | 20F11ND125JN0NNNNN | G | <p>This PowerFlex 753 AC drive has 1..5,8...10 frames and AC &amp; DC Input w/Precharge enclosure type. It is 480V AC/650V DC</p> | 100
57009 | 20F11ND156AA0NNNNN | G | <p>This PowerFlex 753 AC drive has 1..5,8...10 frames and AC &amp; DC Input w/Precharge enclosure type. It is 480V AC/650V DC</p> | 100
57008 | 20F11ND156AN0NNNNN | G | <p>This PowerFlex 753 AC drive has 1..5,8...10 frames and AC &amp; DC Input w/Precharge enclosure type. It is 480V AC/650V DC</p> | 100
57007 | 20F11ND156JA0NNNNN | G | <p>This PowerFlex 753 AC drive has 1..5,8...10 frames and AC &amp; DC Input w/Precharge enclosure type. It is 480V AC/650V DC</p> | 100
57006 | 20F11ND156JN0NNNNN | G | <p>This PowerFlex 753 AC drive has 1..5,8...10 frames and AC &amp; DC Input w/Precharge enclosure type. It is 480V AC/650V DC</p> | 100
57005 | 20F11ND186AA0NNNNN | G | <p>This PowerFlex 753 AC drive has 1..5,8...10 frames and AC &amp; DC Input w/Precharge enclosure type. It is 480V AC/650V DC</p> | 100
57004 | 20F11ND186AN0NNNNN | G | <p>This PowerFlex 753 AC drive has 1..5,8...10 frames and AC &amp; DC Input w/Precharge enclosure type. It is 480V AC/650V DC</p> | 100
57003 | 20F11ND186JA0NNNNN | G | <p>This PowerFlex 753 AC drive has 1..5,8...10 frames and AC &amp; DC Input w/Precharge enclosure type. It is 480V AC/650V DC</p> | 100
57002 | 20F11ND186JN0NNNNN | G | <p>This PowerFlex 753 AC drive has 1..5,8...10 frames and AC &amp; DC Input w/Precharge enclosure type. It is 480V AC/650V DC</p> | 100
57001 | 20F11ND248AA0NNNNN | G | <p>This PowerFlex 753 AC drive has 1..5,8...10 frames and AC &amp; DC Input w/Precharge enclosure type. It is 480V AC/650V DC</p> | 100
57000 | 20F11ND248AN0NNNNN | G | <p>This PowerFlex 753 AC drive has 1..5,8...10 frames and AC &amp; DC Input w/Precharge enclosure type. It is 480V AC/650V DC</p> | 100
56999 | 20F11ND248JA0NNNNN | G | <p>This PowerFlex 753 AC drive has 1..5,8...10 frames and AC &amp; DC Input w/Precharge enclosure type. It is 480V AC/650V DC</p> | 100
56998 | 20F11ND248JN0NNNNN | G | <p>This PowerFlex 753 AC drive has 1..5,8...10 frames and AC &amp; DC Input w/Precharge enclosure type. It is 480V AC/650V DC</p> | 100
50935 | 20F11ND2P1AA0NNNNN | G | Allen-Bradley PowerFlex 753 with 480 AC Volts Current, 2.1 Amperes Output Current, and AC Input with DC Terminals
57187 | 20F11ND2P1JA0NNNNN | G | <p>This PowerFlex 753 AC drive has 1..5,8...10 frames and AC &amp; DC Input w/Precharge enclosure type. It is 480V AC/650V DC</p> | 100
56997 | 20F11ND302AA0NNNNN | G | <p>This PowerFlex 753 AC drive has 1..5,8...10 frames and AC &amp; DC Input w/Precharge enclosure type. It is 480V AC/650V DC</p> | 100
56996 | 20F11ND302AN0NNNNN | G | <p>This PowerFlex 753 AC drive has 1..5,8...10 frames and AC &amp; DC Input w/Precharge enclosure type. It is 480V AC/650V DC</p> | 100
56995 | 20F11ND302JA0NNNNN | G | <p>This PowerFlex 753 AC drive has 1..5,8...10 frames and AC &amp; DC Input w/Precharge enclosure type. It is 480V AC/650V DC</p> | 100
56976 | 20F11ND302JN0NNNNN | G | <p>This PowerFlex 753 AC drive has 1..5,8...10 frames and AC &amp; DC Input w/Precharge enclosure type. It is 480V AC/650V DC</p> | 100
56994 | 20F11ND361AA0NNNNN | G | <p>This PowerFlex 753 AC drive has 1..5,8...10 frames and AC &amp; DC Input w/Precharge enclosure type. It is 480V AC/650V DC</p> | 100
56993 | 20F11ND361AN0NNNNN | G | <p>This PowerFlex 753 AC drive has 1..5,8...10 frames and AC &amp; DC Input w/Precharge enclosure type. It is 480V AC/650V DC</p> | 100
56992 | 20F11ND361JA0NNNNN | G | <p>This PowerFlex 753 AC drive has 1..5,8...10 frames and AC &amp; DC Input w/Precharge enclosure type. It is 480V AC/650V DC</p> | 100
56991 | 20F11ND361JN0NNNNN | G | <p>This PowerFlex 753 AC drive has 1..5,8...10 frames and AC &amp; DC Input w/Precharge enclosure type. It is 480V AC/650V DC</p> | 100
50936 | 20F11ND3P4AA0NNNNN | G | Allen-Bradley PowerFlex 753 with 480 AC Volts Current, 4.3 Amperes Output Current, and AC Input with DC Terminals
57188 | 20F11ND3P4JA0NNNNN | G | <p>This PowerFlex 753 AC drive has 1..5,8...10 frames and AC &amp; DC Input w/Precharge enclosure type. It is 480V AC/650V DC</p> | 100
56990 | 20F11ND415AA0NNNNN | G | <p>This PowerFlex 753 AC drive has 1..5,8...10 frames and AC &amp; DC Input w/Precharge enclosure type. It is 480V AC/650V DC</p> | 100
56989 | 20F11ND415AN0NNNNN | G | <p>This PowerFlex 753 AC drive has 1..5,8...10 frames and AC &amp; DC Input w/Precharge enclosure type. It is 480V AC/650V DC</p> | 100
56988 | 20F11ND415JA0NNNNN | G | <p>This PowerFlex 753 AC drive has 1..5,8...10 frames and AC &amp; DC Input w/Precharge enclosure type. It is 480V AC/650V DC</p> | 100
56987 | 20F11ND415JN0NNNNN | G | <p>This PowerFlex 753 AC drive has 1..5,8...10 frames and AC &amp; DC Input w/Precharge enclosure type. It is 480V AC/650V DC</p> | 100
50937 | 20F11ND5P0AA0NNNNN | G | Allen-Bradley PowerFlex 753 with 480 AC Volts Current, 5 Amperes Output Current, and AC Input with DC Terminals
57189 | 20F11ND5P0JA0NNNNN | G | <p>This PowerFlex 753 AC drive has 1..5,8...10 frames and AC &amp; DC Input w/Precharge enclosure type. It is 480V AC/650V DC</p> | 100
50938 | 20F11ND8P0AA0NNNNN | G | Allen-Bradley PowerFlex 753 with 480 AC Volts Current, 8 Amperes Output Current, and AC Input with DC Terminals
57190 | 20F11ND8P0JA0NNNNN | G | <p>This PowerFlex 753 AC drive has 1..5,8...10 frames and AC &amp; DC Input w/Precharge enclosure type. It is 480V AC/650V DC</p> | 100
50939 | 20F11NE011AA0NNNNN | G | Allen-Bradley PowerFlex 753 with 600 AC Volts Current, 11 Amperes Output Current, and AC Input with DC Terminals
50940 | 20F11NE017AA0NNNNN | G | Allen-Bradley PowerFlex 753 with 600 AC Volts Current, 17 Amperes Output Current, and AC Input with DC Terminals
56986 | 20F11NE017AN0NNNNN | G | <p>This PowerFlex 753 AC drive has 1..5,8...10 frames and AC &amp; DC Input w/Precharge enclosure type. It is 600V AC/725V DC</p> | 100
50941 | 20F11NE017JA0NNNNN | G | Allen-Bradley PowerFlex 753 with 600 AC Volts Current, 17 Amperes Output Current, and AC Input with DC Terminals
56985 | 20F11NE017JN0NNNNN | G | <p>This PowerFlex 753 AC drive has 1..5,8...10 frames and AC &amp; DC Input w/Precharge enclosure type. It is 600V AC/725V DC</p> | 100
50942 | 20F11NE022AA0NNNNN | G | Allen-Bradley PowerFlex 753 with 600 AC Volts Current, 22 Amperes Output Current, and AC Input with DC Terminals
50943 | 20F11NE027AA0NNNNN | G | Allen-Bradley PowerFlex 753 with 600 AC Volts Current, 27 Amperes Output Current, and AC Input with DC Terminals
56984 | 20F11NE027AN0NNNNN | G | <p>This PowerFlex 753 AC drive has 1..5,8...10 frames and AC &amp; DC Input w/Precharge enclosure type. It is 600V AC/725V DC</p> | 100
50944 | 20F11NE027JA0NNNNN | G | Allen-Bradley PowerFlex 753 with 600 AC Volts Current, 27 Amperes Output Current, and AC Input with DC Terminals
56983 | 20F11NE027JN0NNNNN | G | <p>This PowerFlex 753 AC drive has 1..5,8...10 frames and AC &amp; DC Input w/Precharge enclosure type. It is 600V AC/725V DC</p> | 96.9231
50945 | 20F11NE032AA0NNNNN | G | Allen-Bradley PowerFlex 753 with 600 AC Volts Current, 32 Amperes Output Current, and AC Input with DC Terminals
50946 | 20F11NE041AA0NNNNN | G | Allen-Bradley PowerFlex 753 with 600 AC Volts Current, 41 Amperes Output Current, and AC Input with DC Terminals
50947 | 20F11NE041JA0NNNNN | G | Allen-Bradley PowerFlex 753 with 600 AC Volts Current, 41 Amperes Output Current, and AC Input with DC Terminals
50948 | 20F11NE052AA0NNNNN | G | Allen-Bradley PowerFlex 753 with 600 AC Volts Current, 52 Amperes Output Current, and AC Input with DC Terminals
50949 | 20F11NE1P7AA0NNNNN | G | Allen-Bradley PowerFlex 753 with 600 AC Volts Current, 1.7 Amperes Output Current, and AC Input with DC Terminals
50950 | 20F11NE1P7JA0NNNNN | G | Allen-Bradley PowerFlex 753 with 600 AC Volts Current, 1.7 Amperes Output Current, and AC Input with DC Terminals
50951 | 20F11NE2P7AA0NNNNN | G | Allen-Bradley PowerFlex 753 with 600 AC Volts Current, 2.7 Amperes Output Current, and AC Input with DC Terminals
50952 | 20F11NE3P9AA0NNNNN | G | Allen-Bradley PowerFlex 753 with 600 AC Volts Current, 3.9 Amperes Output Current, and AC Input with DC Terminals
50953 | 20F11NE3P9JA0NNNNN | G | Allen-Bradley PowerFlex 753 with 600 AC Volts Current, 3.9 Amperes Output Current, and AC Input with DC Terminals
50954 | 20F11NE6P1AA0NNNNN | G | Allen-Bradley PowerFlex 753 with 600 AC Volts Current, 6.1 Amperes Output Current, and AC Input with DC Terminals
56978 | 20F11RC011AA0NNNNN | G | <p>This PowerFlex 753 AC drive has 1..5,8...10 frames and AC &amp; DC Input w/Precharge enclosure type. It is 400V AC/540V DC and 5.5 kilowatts. and 7.5 horsepower. and 300 horsepower. and 250 kilowatts.</p> | 98.5507
57036 | 20F11RC015JA0NNNNN | G | <p>This PowerFlex 753 AC drive has 1..5,8...10 frames and AC &amp; DC Input w/Precharge enclosure type. It is 400V AC/540V DC and 7.5 kilowatts. and 1 horsepower. and 300 horsepower. and 250 kilowatts.</p> | 99.5146
57032 | 20F11RC3P5JA0NNNNN | G | <p>This PowerFlex 753 AC drive has 1..5,8...10 frames and AC &amp; DC Input w/Precharge enclosure type. It is 400V AC/540V DC and 1.5 kilowatts. and 1 horsepower. and 300 horsepower. and 250 kilowatts.</p> | 100
56977 | 20F11RC5P0JA0NNNNN | G | <p>This PowerFlex 753 AC drive has 1..5,8...10 frames and AC &amp; DC Input w/Precharge enclosure type. It is 400V AC/540V DC and 0.75 kilowatts. and 3 horsepower. and 300 horsepower. and 250 kilowatts.</p> | 98.7893
50955 | 20F11RD011AA0NNNNN | G | Allen-Bradley PowerFlex 753 with 480 AC Volts Current, 11 Amperes Output Current, and AC Input with DC Terminals
57206 | 20F11RD011JA0NNNNN | G | <p>This PowerFlex 753 AC drive has 1..5,8...10 frames and AC &amp; DC Input w/Precharge enclosure type. It is 480V AC/650V DC</p> |  | 76
50956 | 20F11RD014AA0NNNNN | G | Allen-Bradley PowerFlex 753 with 480 AC Volts Current, 14 Amperes Output Current, and AC Input with DC Terminals
50957 | 20F11RD2P1AA0NNNNN | G | Allen-Bradley PowerFlex 753 with 480 AC Volts Current, 2.1 Amperes Output Current, and AC Input with DC Terminals
50958 | 20F11RD3P4AA0NNNNN | G | Allen-Bradley PowerFlex 753 with 480 AC Volts Current, 3.4 Amperes Output Current, and AC Input with DC Terminals
50959 | 20F11RD5P0AA0NNNNN | G | Allen-Bradley PowerFlex 753 with 480 AC Volts Current, 5 Amperes Output Current, and AC Input with DC Terminals
50960 | 20F11RD8P0AA0NNNNN | G | Allen-Bradley PowerFlex 753 with 480 AC Volts Current, 8 Amperes Output Current, and AC Input with DC Terminals
50961 | 20F14GD065AA0NNNNN | G | Allen-Bradley PowerFlex 753 with 480 AC Volts Current, 65 Amperes Output Current, and DC Input with Precharge
50962 | 20F14GD077AA0NNNNN | G | Allen-Bradley PowerFlex 753 with 480 AC Volts Current, 77 Amperes Output Current, and DC Input with Precharge
50963 | 20F14GD096AA0NNNNN | G | Allen-Bradley PowerFlex 753 with 480 AC Volts Current, 96 Amperes Output Current, and DC Input with Precharge
50964 | 20F14GD096AN0NNNNN | G | Allen-Bradley PowerFlex 753 with 480 AC Volts Current, 96 Amperes Output Current, and DC Input with Precharge
50965 | 20F14GD125AA0NNNNN | G | Allen-Bradley PowerFlex 753 with 480 AC Volts Current, 125 Amperes Output Current, and DC Input with Precharge
50966 | 20F14GD125AN0NNNNN | G | Allen-Bradley PowerFlex 753 with 480 AC Volts Current, 125 Amperes Output Current, and DC Input with Precharge
50967 | 20F14GD156AA0NNNNN | G | Allen-Bradley PowerFlex 753 with 480 AC Volts Current, 156 Amperes Output Current, and DC Input with Precharge
50968 | 20F14GD156AN0NNNNN | G | Allen-Bradley PowerFlex 753 with 480 AC Volts Current, 156 Amperes Output Current, and DC Input with Precharge
50969 | 20F14GD186AA0NNNNN | G | Allen-Bradley PowerFlex 753 with 480 AC Volts Current, 186 Amperes Output Current, and DC Input with Precharge
50970 | 20F14GD186AN0NNNNN | G | Allen-Bradley PowerFlex 753 with 480 AC Volts Current, 186 Amperes Output Current, and DC Input with Precharge
50971 | 20F14GD248AA0NNNNN | G | Allen-Bradley PowerFlex 753 with 480 AC Volts Current, 248 Amperes Output Current, and DC Input with Precharge
50972 | 20F14GD248AN0NNNNN | G | Allen-Bradley PowerFlex 753 with 480 AC Volts Current, 248 Amperes Output Current, and DC Input with Precharge
50973 | 20F14GD302AA0NNNNN | G | Allen-Bradley PowerFlex 753 with 480 AC Volts Current, 302 Amperes Output Current, and DC Input with Precharge
50974 | 20F14GD302AN0NNNNN | G | Allen-Bradley PowerFlex 753 with 480 AC Volts Current, 302 Amperes Output Current, and DC Input with Precharge
50975 | 20F14GD361AA0NNNNN | G | Allen-Bradley PowerFlex 753 with 480 AC Volts Current, 361 Amperes Output Current, and DC Input with Precharge
50976 | 20F14GD361AN0NNNNN | G | Allen-Bradley PowerFlex 753 with 480 AC Volts Current, 361 Amperes Output Current, and DC Input with Precharge
50977 | 20F14GD415AA0NNNNN | G | Allen-Bradley PowerFlex 753 with 480 AC Volts Current, 415 Amperes Output Current, and DC Input with Precharge
50978 | 20F14GD415AN0NNNNN | G | Allen-Bradley PowerFlex 753 with 480 AC Volts Current, 415 Amperes Output Current, and DC Input with Precharge
57043 | 20F14NC140JA0NNNNN | G | <p>This PowerFlex 753 AC drive has 5...10 frames and DC Input w/Precharge enclosure type. It is 400V AC/540V DC and 75 kilowatts. and 1 horsepower. and 300 horsepower. and 250 kilowatts.</p> | 99.2167
57364 | 20F14NC205JN0NNNNN | G | <p>This PowerFlex 753 AC drive has 5...10 frames and DC Input w/Precharge enclosure type. It is 400V AC/540V DC and 110 kilowatts. and 1 horsepower. and 300 horsepower. and 250 kilowatts.</p> | 98.9583
57366 | 20F14NC260JN0NNNNN | G | <p>This PowerFlex 753 AC drive has 5...10 frames and DC Input w/Precharge enclosure type. It is 400V AC/540V DC and 132 kilowatts. and 1 horsepower. and 300 horsepower. and 250 kilowatts.</p> | 98.9583
57370 | 20F14NC367JN0NNNNN | G | <p>This PowerFlex 753 AC drive has 5...10 frames and DC Input w/Precharge enclosure type. It is 400V AC/540V DC and 200 kilowatts. and 1 horsepower. and 300 horsepower. and 250 kilowatts.</p> | 99.4792
57076 | 20F14ND077AA0NNNNN | G | <p>This PowerFlex 753 AC drive has 5...10 frames and DC Input w/Precharge enclosure type. It is 480V AC/650V DC</p>
57075 | 20F14ND125AA0NNNNN | G | <p>This PowerFlex 753 AC drive has 5...10 frames and DC Input w/Precharge enclosure type. It is 480V AC/650V DC</p>
57045 | 20F14ND125AN0NNNNN | G | <p>This PowerFlex 753 AC drive has 5...10 frames and DC Input w/Precharge enclosure type. It is 480V AC/650V DC</p>
57074 | 20F14ND125JA0NNNNN | G | <p>This PowerFlex 753 AC drive has 5...10 frames and DC Input w/Precharge enclosure type. It is 480V AC/650V DC</p>
57073 | 20F14ND125JN0NNNNN | G | <p>This PowerFlex 753 AC drive has 5...10 frames and DC Input w/Precharge enclosure type. It is 480V AC/650V DC</p>
57044 | 20F14ND156AA0NNNNN | G | <p>This PowerFlex 753 AC drive has 5...10 frames and DC Input w/Precharge enclosure type. It is 480V AC/650V DC</p>
57072 | 20F14ND156AN0NNNNN | G | <p>This PowerFlex 753 AC drive has 5...10 frames and DC Input w/Precharge enclosure type. It is 480V AC/650V DC</p>
57071 | 20F14ND156JA0NNNNN | G | <p>This PowerFlex 753 AC drive has 5...10 frames and DC Input w/Precharge enclosure type. It is 480V AC/650V DC</p>
57070 | 20F14ND156JN0NNNNN | G | <p>This PowerFlex 753 AC drive has 5...10 frames and DC Input w/Precharge enclosure type. It is 480V AC/650V DC</p>
57069 | 20F14ND186AA0NNNNN | G | <p>This PowerFlex 753 AC drive has 5...10 frames and DC Input w/Precharge enclosure type. It is 480V AC/650V DC</p>
57068 | 20F14ND186AN0NNNNN | G | <p>This PowerFlex 753 AC drive has 5...10 frames and DC Input w/Precharge enclosure type. It is 480V AC/650V DC</p>
57067 | 20F14ND186JA0NNNNN | G | <p>This PowerFlex 753 AC drive has 5...10 frames and DC Input w/Precharge enclosure type. It is 480V AC/650V DC</p>
57066 | 20F14ND186JN0NNNNN | G | <p>This PowerFlex 753 AC drive has 5...10 frames and DC Input w/Precharge enclosure type. It is 480V AC/650V DC</p>
57065 | 20F14ND248AA0NNNNN | G | <p>This PowerFlex 753 AC drive has 5...10 frames and DC Input w/Precharge enclosure type. It is 480V AC/650V DC</p>
57064 | 20F14ND248AN0NNNNN | G | <p>This PowerFlex 753 AC drive has 5...10 frames and DC Input w/Precharge enclosure type. It is 480V AC/650V DC</p>
57063 | 20F14ND248JA0NNNNN | G | <p>This PowerFlex 753 AC drive has 5...10 frames and DC Input w/Precharge enclosure type. It is 480V AC/650V DC</p>
57062 | 20F14ND248JN0NNNNN | G | <p>This PowerFlex 753 AC drive has 5...10 frames and DC Input w/Precharge enclosure type. It is 480V AC/650V DC</p>
57061 | 20F14ND302AA0NNNNN | G | <p>This PowerFlex 753 AC drive has 5...10 frames and DC Input w/Precharge enclosure type. It is 480V AC/650V DC</p>
57060 | 20F14ND302AN0NNNNN | G | <p>This PowerFlex 753 AC drive has 5...10 frames and DC Input w/Precharge enclosure type. It is 480V AC/650V DC</p>
57059 | 20F14ND302JA0NNNNN | G | <p>This PowerFlex 753 AC drive has 5...10 frames and DC Input w/Precharge enclosure type. It is 480V AC/650V DC</p>
57058 | 20F14ND302JN0NNNNN | G | <p>This PowerFlex 753 AC drive has 5...10 frames and DC Input w/Precharge enclosure type. It is 480V AC/650V DC</p>
57057 | 20F14ND361AA0NNNNN | G | <p>This PowerFlex 753 AC drive has 5...10 frames and DC Input w/Precharge enclosure type. It is 480V AC/650V DC</p>
57056 | 20F14ND361AN0NNNNN | G | <p>This PowerFlex 753 AC drive has 5...10 frames and DC Input w/Precharge enclosure type. It is 480V AC/650V DC</p>
57055 | 20F14ND361JA0NNNNN | G | <p>This PowerFlex 753 AC drive has 5...10 frames and DC Input w/Precharge enclosure type. It is 480V AC/650V DC</p>
57054 | 20F14ND361JN0NNNNN | G | <p>This PowerFlex 753 AC drive has 5...10 frames and DC Input w/Precharge enclosure type. It is 480V AC/650V DC</p>
57053 | 20F14ND415AA0NNNNN | G | <p>This PowerFlex 753 AC drive has 5...10 frames and DC Input w/Precharge enclosure type. It is 480V AC/650V DC</p>
57052 | 20F14ND415AN0NNNNN | G | <p>This PowerFlex 753 AC drive has 5...10 frames and DC Input w/Precharge enclosure type. It is 480V AC/650V DC</p>
57051 | 20F14ND415JA0NNNNN | G | <p>This PowerFlex 753 AC drive has 5...10 frames and DC Input w/Precharge enclosure type. It is 480V AC/650V DC</p>
57050 | 20F14ND415JN0NNNNN | G | <p>This PowerFlex 753 AC drive has 5...10 frames and DC Input w/Precharge enclosure type. It is 480V AC/650V DC</p>
57049 | 20F14ND477AA0NNNNN | G | <p>This PowerFlex 753 AC drive has 5...10 frames and DC Input w/Precharge enclosure type. It is 480V AC/650V DC</p>
57048 | 20F14ND477AN0NNNNN | G | <p>This PowerFlex 753 AC drive has 5...10 frames and DC Input w/Precharge enclosure type. It is 480V AC/650V DC</p>
57047 | 20F14ND477JA0NNNNN | G | <p>This PowerFlex 753 AC drive has 5...10 frames and DC Input w/Precharge enclosure type. It is 480V AC/650V DC</p>
57046 | 20F14ND477JN0NNNNN | G | <p>This PowerFlex 753 AC drive has 5...10 frames and DC Input w/Precharge enclosure type. It is 480V AC/650V DC</p>
50979 | 20F14NE041AA0NNNNN | G | Allen-Bradley PowerFlex 753 with 600 AC Volts Current, 41 Amperes Output Current, and DC Input with Precharge
50980 | 20F14NE125AN0NNNNN | G | Allen-Bradley PowerFlex 753 with 600 AC Volts Current, 125 Amperes Output Current, and DC Input with Precharge
50981 | 20F14NE242AN0NNNNN | G | Allen-Bradley PowerFlex 753 with 600 AC Volts Current, 242 Amperes Output Current, and DC Input with Precharge
50982 | 20F1AGD096AA0NNNNN | G | Allen-Bradley PowerFlex 753 with 480 AC Volts Current, 96 Amperes Output Current, and AC Input with Precharge
50983 | 20F1AGD096AN0NNNNN | G | Allen-Bradley PowerFlex 753 with 480 AC Volts Current, 96 Amperes Output Current, and AC Input with Precharge
50984 | 20F1AGD125AA0NNNNN | G | Allen-Bradley PowerFlex 753 with 480 AC Volts Current, 125 Amperes Output Current, and AC Input with Precharge
50985 | 20F1AGD125AN0NNNNN | G | Allen-Bradley PowerFlex 753 with 480 AC Volts Current, 125 Amperes Output Current, and AC Input with Precharge
57479 | 20F1AGD125JA0NNNNN | G | <p>This PowerFlex 753 AC drive has 6...8 frames and AC Input w/Precharge, no DC Terminals enclosure type. It is 480V AC/650V DC</p> | 100
57480 | 20F1AGD125JN0NNNNN | G | <p>This PowerFlex 753 AC drive has 6...8 frames and AC Input w/Precharge, no DC Terminals enclosure type. It is 480V AC/650V DC</p> | 100
50986 | 20F1AGD156AA0NNNNN | G | Allen-Bradley PowerFlex 753 with 480 AC Volts Current, 156 Amperes Output Current, and AC Input with Precharge
50987 | 20F1AGD156AN0NNNNN | G | Allen-Bradley PowerFlex 753 with 480 AC Volts Current, 156 Amperes Output Current, and AC Input with Precharge
57481 | 20F1AGD156JA0NNNNN | G | <p>This PowerFlex 753 AC drive has 6...8 frames and AC Input w/Precharge, no DC Terminals enclosure type. It is 480V AC/650V DC</p> | 100
57482 | 20F1AGD156JN0NNNNN | G | <p>This PowerFlex 753 AC drive has 6...8 frames and AC Input w/Precharge, no DC Terminals enclosure type. It is 480V AC/650V DC</p> | 100
50988 | 20F1AGD186AA0NNNNN | G | Allen-Bradley PowerFlex 753 with 480 AC Volts Current, 186 Amperes Output Current, and AC Input with Precharge
50989 | 20F1AGD186AN0NNNNN | G | Allen-Bradley PowerFlex 753 with 480 AC Volts Current, 186 Amperes Output Current, and AC Input with Precharge
57483 | 20F1AGD186JA0NNNNN | G | <p>This PowerFlex 753 AC drive has 6...8 frames and AC Input w/Precharge, no DC Terminals enclosure type. It is 480V AC/650V DC</p> | 100
57484 | 20F1AGD186JN0NNNNN | G | <p>This PowerFlex 753 AC drive has 6...8 frames and AC Input w/Precharge, no DC Terminals enclosure type. It is 480V AC/650V DC</p> | 100
50990 | 20F1AGD248AA0NNNNN | G | Allen-Bradley PowerFlex 753 with 480 AC Volts Current, 248 Amperes Output Current, and AC Input with Precharge
50991 | 20F1AGD248AN0NNNNN | G | Allen-Bradley PowerFlex 753 with 480 AC Volts Current, 248 Amperes Output Current, and AC Input with Precharge
57485 | 20F1AGD248JA0NNNNN | G | <p>This PowerFlex 753 AC drive has 6...8 frames and AC Input w/Precharge, no DC Terminals enclosure type. It is 480V AC/650V DC</p> | 100
57486 | 20F1AGD248JN0NNNNN | G | <p>This PowerFlex 753 AC drive has 6...8 frames and AC Input w/Precharge, no DC Terminals enclosure type. It is 480V AC/650V DC</p> | 100
50992 | 20F1AGD302AA0NNNNN | G | Allen-Bradley PowerFlex 753 with 480 AC Volts Current, 302 Amperes Output Current, and AC Input with Precharge
50993 | 20F1AGD302AN0NNNNN | G | Allen-Bradley PowerFlex 753 with 480 AC Volts Current, 302 Amperes Output Current, and AC Input with Precharge
57487 | 20F1AGD302JA0NNNNN | G | <p>This PowerFlex 753 AC drive has 6...8 frames and AC Input w/Precharge, no DC Terminals enclosure type. It is 480V AC/650V DC</p> | 100
57488 | 20F1AGD302JN0NNNNN | G | <p>This PowerFlex 753 AC drive has 6...8 frames and AC Input w/Precharge, no DC Terminals enclosure type. It is 480V AC/650V DC</p> | 100
50994 | 20F1AGD361AA0NNNNN | G | Allen-Bradley PowerFlex 753 with 480 AC Volts Current, 361 Amperes Output Current, and AC Input with Precharge
50995 | 20F1AGD361AN0NNNNN | G | Allen-Bradley PowerFlex 753 with 480 AC Volts Current, 361 Amperes Output Current, and AC Input with Precharge
57489 | 20F1AGD361JA0NNNNN | G | <p>This PowerFlex 753 AC drive has 6...8 frames and AC Input w/Precharge, no DC Terminals enclosure type. It is 480V AC/650V DC</p> | 100
57490 | 20F1AGD361JN0NNNNN | G | <p>This PowerFlex 753 AC drive has 6...8 frames and AC Input w/Precharge, no DC Terminals enclosure type. It is 480V AC/650V DC</p> | 100
50996 | 20F1AGD415AA0NNNNN | G | Allen-Bradley PowerFlex 753 with 480 AC Volts Current, 415 Amperes Output Current, and AC Input with Precharge
50997 | 20F1AGD415AN0NNNNN | G | Allen-Bradley PowerFlex 753 with 480 AC Volts Current, 415 Amperes Output Current, and AC Input with Precharge
57491 | 20F1AGD415JA0NNNNN | G | <p>This PowerFlex 753 AC drive has 6...8 frames and AC Input w/Precharge, no DC Terminals enclosure type. It is 480V AC/650V DC</p> | 100
57492 | 20F1AGD415JN0NNNNN | G | <p>This PowerFlex 753 AC drive has 6...8 frames and AC Input w/Precharge, no DC Terminals enclosure type. It is 480V AC/650V DC</p> | 100
50998 | 20F1AGE077AN0NNNNN | G | Allen-Bradley PowerFlex 753 with 600 AC Volts Current, 77 Amperes Output Current, and AC Input with Precharge
50999 | 20F1AGE144AN0NNNNN | G | Allen-Bradley PowerFlex 753 with 600 AC Volts Current, 144 Amperes Output Current, and AC Input with Precharge
57575 | 20F1ANC140JA0NNNNN | G | <p>This PowerFlex 753 AC drive has 6...8 frames and AC Input w/Precharge, no DC Terminals enclosure type. It is 400V AC/540V DC and 75 kilowatts. and 1 horsepower. and 300 horsepower. and 250 kilowatts.</p> | 100
57576 | 20F1ANC140JN0NNNNN | G | <p>This PowerFlex 753 AC drive has 6...8 frames and AC Input w/Precharge, no DC Terminals enclosure type. It is 400V AC/540V DC and 75 kilowatts. and 1 horsepower. and 300 horsepower. and 250 kilowatts.</p> | 99.5192
57577 | 20F1ANC170JA0NNNNN | G | <p>This PowerFlex 753 AC drive has 6...8 frames and AC Input w/Precharge, no DC Terminals enclosure type. It is 400V AC/540V DC and 90 kilowatts. and 1 horsepower. and 300 horsepower. and 250 kilowatts.</p> | 100
57578 | 20F1ANC170JN0NNNNN | G | <p>This PowerFlex 753 AC drive has 6...8 frames and AC Input w/Precharge, no DC Terminals enclosure type. It is 400V AC/540V DC and 90 kilowatts. and 1 horsepower. and 300 horsepower. and 250 kilowatts.</p> | 99.2771
57579 | 20F1ANC205JA0NNNNN | G | <p>This PowerFlex 753 AC drive has 6...8 frames and AC Input w/Precharge, no DC Terminals enclosure type. It is 400V AC/540V DC and 110 kilowatts. and 1 horsepower. and 300 horsepower. and 250 kilowatts.</p> | 100
57580 | 20F1ANC205JN0NNNNN | G | <p>This PowerFlex 753 AC drive has 6...8 frames and AC Input w/Precharge, no DC Terminals enclosure type. It is 400V AC/540V DC and 110 kilowatts. and 1 horsepower. and 300 horsepower. and 250 kilowatts.</p> | 99.0385
57581 | 20F1ANC260JA0NNNNN | G | <p>This PowerFlex 753 AC drive has 6...8 frames and AC Input w/Precharge, no DC Terminals enclosure type. It is 400V AC/540V DC and 132 kilowatts. and 1 horsepower. and 300 horsepower. and 250 kilowatts.</p> | 100
57582 | 20F1ANC260JN0NNNNN | G | <p>This PowerFlex 753 AC drive has 6...8 frames and AC Input w/Precharge, no DC Terminals enclosure type. It is 400V AC/540V DC and 132 kilowatts. and 1 horsepower. and 300 horsepower. and 250 kilowatts.</p> | 99.0385
57583 | 20F1ANC302JA0NNNNN | G | <p>This PowerFlex 753 AC drive has 6...8 frames and AC Input w/Precharge, no DC Terminals enclosure type. It is 400V AC/540V DC and 160 kilowatts. and 250 horsepower. and 300 horsepower. and 250 kilowatts.</p> | 100
57584 | 20F1ANC302JN0NNNNN | G | <p>This PowerFlex 753 AC drive has 6...8 frames and AC Input w/Precharge, no DC Terminals enclosure type. It is 400V AC/540V DC and 160 kilowatts. and 250 horsepower. and 300 horsepower. and 250 kilowatts.</p> | 98.0861
57585 | 20F1ANC367JA0NNNNN | G | <p>This PowerFlex 753 AC drive has 6...8 frames and AC Input w/Precharge, no DC Terminals enclosure type. It is 400V AC/540V DC and 200 kilowatts. and 1 horsepower. and 300 horsepower. and 250 kilowatts.</p> | 100
57586 | 20F1ANC367JN0NNNNN | G | <p>This PowerFlex 753 AC drive has 6...8 frames and AC Input w/Precharge, no DC Terminals enclosure type. It is 400V AC/540V DC and 200 kilowatts. and 1 horsepower. and 300 horsepower. and 250 kilowatts.</p> | 99.5192
57587 | 20F1ANC456JA0NNNNN | G | <p>This PowerFlex 753 AC drive has 6...8 frames and AC Input w/Precharge, no DC Terminals enclosure type. It is 400V AC/540V DC and 250 kilowatts. and 1 horsepower. and 300 horsepower. and 250 kilowatts.</p> | 100
57588 | 20F1ANC456JN0NNNNN | G | <p>This PowerFlex 753 AC drive has 6...8 frames and AC Input w/Precharge, no DC Terminals enclosure type. It is 400V AC/540V DC and 250 kilowatts. and 1 horsepower. and 300 horsepower. and 250 kilowatts.</p> | 98.801
51000 | 20F1AND125AA0NNNNN | G | Allen-Bradley PowerFlex 753 with 480 AC Volts Current, 125 Amperes Output Current, and AC Input with Precharge
57591 | 20F1AND125JA0NNNNN | G | <p>This PowerFlex 753 AC drive has 6...8 frames and AC Input w/Precharge, no DC Terminals enclosure type. It is 480V AC/650V DC</p> | 100
57592 | 20F1AND125JN0NNNNN | G | <p>This PowerFlex 753 AC drive has 6...8 frames and AC Input w/Precharge, no DC Terminals enclosure type. It is 480V AC/650V DC</p> | 100
51003 | 20F1AND156AN0NNNNN | G | The 20F1AND156AN0NNNNN is a PowerFlex 753 adjustable frequency AC drive. This drive is designed to operate with an input voltage range of 480VAC, 3-Phase. It has an output current of 156A and output power of 125HP ND and 100HP HD. It has an open type enclosure and belongs to the Frame 6 class drives, without a Human Interface Module (HIM). | 96.9343
57593 | 20F1AND156JA0NNNNN | G | <p>This PowerFlex 753 AC drive has 6...8 frames and AC Input w/Precharge, no DC Terminals enclosure type. It is 480V AC/650V DC</p> | 100
57594 | 20F1AND156JN0NNNNN | G | <p>This PowerFlex 753 AC drive has 6...8 frames and AC Input w/Precharge, no DC Terminals enclosure type. It is 480V AC/650V DC</p> | 100
51004 | 20F1AND186AA0NNNNN | G | Allen-Bradley PowerFlex 753 with 480 AC Volts Current, 186 Amperes Output Current, and AC Input with Precharge
51005 | 20F1AND186AN0NNNNN | G | Allen-Bradley PowerFlex 753 with 480 AC Volts Current, 186 Amperes Output Current, and AC Input with Precharge
57595 | 20F1AND186JA0NNNNN | G | <p>This PowerFlex 753 AC drive has 6...8 frames and AC Input w/Precharge, no DC Terminals enclosure type. It is 480V AC/650V DC</p> | 100
57596 | 20F1AND186JN0NNNNN | G | <p>This PowerFlex 753 AC drive has 6...8 frames and AC Input w/Precharge, no DC Terminals enclosure type. It is 480V AC/650V DC</p> | 100
51006 | 20F1AND248AA0NNNNN | G | Allen-Bradley PowerFlex 753 with 480 AC Volts Current, 248 Amperes Output Current, and AC Input with Precharge
51007 | 20F1AND248AN0NNNNN | G | Allen-Bradley PowerFlex 753 with 480 AC Volts Current, 248 Amperes Output Current, and AC Input with Precharge
57597 | 20F1AND248JA0NNNNN | G | <p>This PowerFlex 753 AC drive has 6...8 frames and AC Input w/Precharge, no DC Terminals enclosure type. It is 480V AC/650V DC</p> | 100
57598 | 20F1AND248JN0NNNNN | G | <p>This PowerFlex 753 AC drive has 6...8 frames and AC Input w/Precharge, no DC Terminals enclosure type. It is 480V AC/650V DC</p> | 100
51009 | 20F1AND302AN0NNNNN | G | <p>Allen-Bradley PowerFlex 753 with 480 AC Volts Current, 302 Amperes Output Current, and AC Input with Precharge</p>
57599 | 20F1AND302JA0NNNNN | G | <p>This PowerFlex 753 AC drive has 6...8 frames and AC Input w/Precharge, no DC Terminals enclosure type. It is 480V AC/650V DC</p> | 100
57600 | 20F1AND302JN0NNNNN | G | <p>This PowerFlex 753 AC drive has 6...8 frames and AC Input w/Precharge, no DC Terminals enclosure type. It is 480V AC/650V DC</p> | 100
51010 | 20F1AND361AN0NNNNN | G | Allen-Bradley PowerFlex 753 with 480 AC Volts Current, 361 Amperes Output Current, and AC Input with Precharge
57601 | 20F1AND361JA0NNNNN | G | <p>This PowerFlex 753 AC drive has 6...8 frames and AC Input w/Precharge, no DC Terminals enclosure type. It is 480V AC/650V DC</p> | 100
57602 | 20F1AND361JN0NNNNN | G | <p>This PowerFlex 753 AC drive has 6...8 frames and AC Input w/Precharge, no DC Terminals enclosure type. It is 480V AC/650V DC</p> | 100
51011 | 20F1AND415AN0NNNNN | G | The Allen-Bradley 20F1AND415AN0NNNNN is a PowerFlex 753 Adjustable Frequency AC drive. This AC drive is a 480VAC/650VDC rated drive with applicable motor output power of 350 HP and output current of 415 A. It has a IP20/IP00, NEMA/UL Type Open rated enclosure with integrated filtering, without a door mounted Human Interface Module (HIM). | 97.0414
57603 | 20F1AND415JA0NNNNN | G | <p>This PowerFlex 753 AC drive has 6...8 frames and AC Input w/Precharge, no DC Terminals enclosure type. It is 480V AC/650V DC</p> | 100
57604 | 20F1AND415JN0NNNNN | G | <p>This PowerFlex 753 AC drive has 6...8 frames and AC Input w/Precharge, no DC Terminals enclosure type. It is 480V AC/650V DC</p> | 100
57605 | 20F1AND477JA0NNNNN | G | <p>This PowerFlex 753 AC drive has 6...8 frames and AC Input w/Precharge, no DC Terminals enclosure type. It is 480V AC/650V DC</p> | 100
57606 | 20F1AND477JN0NNNNN | G | <p>This PowerFlex 753 AC drive has 6...8 frames and AC Input w/Precharge, no DC Terminals enclosure type. It is 480V AC/650V DC</p> |  | 30
51012 | 20F1ANE012AA0NNNNN | G | Allen-Bradley PowerFlex 753 with 600 AC Volts Current, 12 Amperes Output Current, and AC Input with Precharge
51013 | 20F1ANE018AA0NNNNN | G | Allen-Bradley PowerFlex 753 with 600 AC Volts Current, 18 Amperes Output Current, and AC Input with Precharge
51014 | 20F1ANE023AA0NNNNN | G | Allen-Bradley PowerFlex 753 with 600 AC Volts Current, 23 Amperes Output Current, and AC Input with Precharge
51015 | 20F1ANE024AA0NNNNN | G | Allen-Bradley PowerFlex 753 with 600 AC Volts Current, 24 Amperes Output Current, and AC Input with Precharge
51016 | 20F1ANE028AA0NNNNN | G | Allen-Bradley PowerFlex 753 with 600 AC Volts Current, 28 Amperes Output Current, and AC Input with Precharge
51017 | 20F1ANE033AA0NNNNN | G | Allen-Bradley PowerFlex 753 with 600 AC Volts Current, 33 Amperes Output Current, and AC Input with Precharge
51018 | 20F1ANE042AA0NNNNN | G | Allen-Bradley PowerFlex 753 with 600 AC Volts Current, 42 Amperes Output Current, and AC Input with Precharge
51019 | 20F1ANE042AN0NNNNN | G | Allen-Bradley PowerFlex 753 with 600 AC Volts Current, 42 Amperes Output Current, and AC Input with Precharge
51020 | 20F1ANE063AA0NNNNN | G | Allen-Bradley PowerFlex 753 with 600 AC Volts Current, 63 Amperes Output Current, and AC Input with Precharge
51021 | 20F1ANE077AA0NNNNN | G | Allen-Bradley PowerFlex 753 with 600 AC Volts Current, 77 Amperes Output Current, and AC Input with Precharge
51022 | 20F1ANE099AA0NNNNN | G | Allen-Bradley PowerFlex 753 with 600 AC Volts Current, 99 Amperes Output Current, and AC Input with Precharge
51023 | 20F1ANE125AA0NNNNN | G | Allen-Bradley PowerFlex 753 with 600 AC Volts Current, 125 Amperes Output Current, and AC Input with Precharge
51024 | 20F1ANE125AN0NNNNN | G | Allen-Bradley PowerFlex 753 with 600 AC Volts Current, 125 Amperes Output Current, and AC Input with Precharge
51025 | 20F1ANE144AA0NNNNN | G | Allen-Bradley PowerFlex 753 with 600 AC Volts Current, 144 Amperes Output Current, and AC Input with Precharge
51026 | 20F1ANE192AA0NNNNN | G | Allen-Bradley PowerFlex 753 with 600 AC Volts Current, 192 Amperes Output Current, and AC Input with Precharge
51027 | 20F1ANE242AA0NNNNN | G | Allen-Bradley PowerFlex 753 with 600 AC Volts Current, 242 Amperes Output Current, and AC Input with Precharge
51028 | 20F1ANE242AN0NNNNN | G | Allen-Bradley PowerFlex 753 with 600 AC Volts Current, 242 Amperes Output Current, and AC Input with Precharge
51029 | 20F1ANE242JN0NNNNN | G | Allen-Bradley PowerFlex 753 with 600 AC Volts Current, 242 Amperes Output Current, and AC Input with Precharge
51030 | 20F1ANE289AA0NNNNN | G | Allen-Bradley PowerFlex 753 with 600 AC Volts Current, 289 Amperes Output Current, and AC Input with Precharge
62152 | 20G11BD1K2AN0NNNNN | G | <p>This PowerFlex 755 AC drive has 1..5,8...10 frames and AC &amp; DC Input w/Precharge enclosure type. It is 480V AC/650V DC</p> | 100
62156 | 20G11FC030AA0NNNNN | G | <p>This PowerFlex 755 AC drive has 1..5,8...10 frames and AC &amp; DC Input w/Precharge enclosure type. It is 400V AC/540V DC and 15 kilowatts. and 1 horsepower. and 300 horsepower. and 250 kilowatts.</p> | 100
62088 | 20G11FD011AA0NNNNN | G | <p>This PowerFlex 755 AC drive has 1..5,8...10 frames and AC &amp; DC Input w/Precharge enclosure type. It is 480V AC/650V DC</p> | 100
62280 | 20G11FD011JA0NNNNN | G | <p>This PowerFlex 755 AC drive has 1..5,8...10 frames and AC &amp; DC Input w/Precharge enclosure type. It is 480V AC/650V DC</p> | 100
62158 | 20G11FD014AA0NNNNN | G | <p>This PowerFlex 755 AC drive has 1..5,8...10 frames and AC &amp; DC Input w/Precharge enclosure type. It is 480V AC/650V DC</p> | 100
62281 | 20G11FD014JA0NNNNN | G | <p>This PowerFlex 755 AC drive has 1..5,8...10 frames and AC &amp; DC Input w/Precharge enclosure type. It is 480V AC/650V DC</p> | 100
62080 | 20G11FD022AA0NNNNN | G | <p>This PowerFlex 755 AC drive has 1..5,8...10 frames and AC &amp; DC Input w/Precharge enclosure type. It is 480V AC/650V DC</p> | 100
62282 | 20G11FD022JA0NNNNN | G | <p>This PowerFlex 755 AC drive has 1..5,8...10 frames and AC &amp; DC Input w/Precharge enclosure type. It is 480V AC/650V DC</p> | 100
62144 | 20G11FD027AA0NNNNN | G | <p>This PowerFlex 755 AC drive has 1..5,8...10 frames and AC &amp; DC Input w/Precharge enclosure type. It is 480V AC/650V DC</p> | 100
62283 | 20G11FD027JA0NNNNN | G | <p>This PowerFlex 755 AC drive has 1..5,8...10 frames and AC &amp; DC Input w/Precharge enclosure type. It is 480V AC/650V DC</p> | 100
62089 | 20G11FD034AA0NNNNN | G | <p>This PowerFlex 755 AC drive has 1..5,8...10 frames and AC &amp; DC Input w/Precharge enclosure type. It is 480V AC/650V DC</p> | 100
62284 | 20G11FD034JA0NNNNN | G | <p>This PowerFlex 755 AC drive has 1..5,8...10 frames and AC &amp; DC Input w/Precharge enclosure type. It is 480V AC/650V DC</p> | 100
62285 | 20G11FD040JA0NNNNN | G | <p>This PowerFlex 755 AC drive has 1..5,8...10 frames and AC &amp; DC Input w/Precharge enclosure type. It is 480V AC/650V DC</p> | 100
62286 | 20G11FD052JA0NNNNN | G | <p>This PowerFlex 755 AC drive has 1..5,8...10 frames and AC &amp; DC Input w/Precharge enclosure type. It is 480V AC/650V DC</p> | 100
62287 | 20G11FD065JA0NNNNN | G | <p>This PowerFlex 755 AC drive has 1..5,8...10 frames and AC &amp; DC Input w/Precharge enclosure type. It is 480V AC/650V DC</p> | 100
62145 | 20G11FD077AA0NNNNN | G | <p>This PowerFlex 755 AC drive has 1..5,8...10 frames and AC &amp; DC Input w/Precharge enclosure type. It is 480V AC/650V DC</p> | 100
62288 | 20G11FD077JA0NNNNN | G | <p>This PowerFlex 755 AC drive has 1..5,8...10 frames and AC &amp; DC Input w/Precharge enclosure type. It is 480V AC/650V DC</p> | 100
62146 | 20G11FD096AA0NNNNN | G | <p>This PowerFlex 755 AC drive has 1..5,8...10 frames and AC &amp; DC Input w/Precharge enclosure type. It is 480V AC/650V DC</p> | 100
62289 | 20G11FD096JA0NNNNN | G | <p>This PowerFlex 755 AC drive has 1..5,8...10 frames and AC &amp; DC Input w/Precharge enclosure type. It is 480V AC/650V DC</p> | 100
62290 | 20G11FD2P1JA0NNNNN | G | <p>This PowerFlex 755 AC drive has 1..5,8...10 frames and AC &amp; DC Input w/Precharge enclosure type. It is 480V AC/650V DC</p> | 100
62090 | 20G11FD3P4AA0NNNNN | G | <p>This PowerFlex 755 AC drive has 1..5,8...10 frames and AC &amp; DC Input w/Precharge enclosure type. It is 480V AC/650V DC</p> | 100
62291 | 20G11FD3P4JA0NNNNN | G | <p>This PowerFlex 755 AC drive has 1..5,8...10 frames and AC &amp; DC Input w/Precharge enclosure type. It is 480V AC/650V DC</p> | 100
62081 | 20G11FD5P0AA0NNNNN | G | <p>This PowerFlex 755 AC drive has 1..5,8...10 frames and AC &amp; DC Input w/Precharge enclosure type. It is 480V AC/650V DC</p> | 100
62292 | 20G11FD5P0JA0NNNNN | G | <p>This PowerFlex 755 AC drive has 1..5,8...10 frames and AC &amp; DC Input w/Precharge enclosure type. It is 480V AC/650V DC</p> | 100
62091 | 20G11FD8P0AA0NNNNN | G | <p>This PowerFlex 755 AC drive has 1..5,8...10 frames and AC &amp; DC Input w/Precharge enclosure type. It is 480V AC/650V DC</p> | 100
62293 | 20G11FD8P0JA0NNNNN | G | <p>This PowerFlex 755 AC drive has 1..5,8...10 frames and AC &amp; DC Input w/Precharge enclosure type. It is 480V AC/650V DC</p> | 100
62320 | 20G11GC037JA0NNNNN | G | <p>This PowerFlex 755 AC drive has 1..5,8...10 frames and AC &amp; DC Input w/Precharge enclosure type. It is 400V AC/540V DC and 18.5 kilowatts. and 1 horsepower. and 300 horsepower. and 250 kilowatts.</p> | 100
62329 | 20G11GD011JA0NNNNN | G | <p>This PowerFlex 755 AC drive has 1..5,8...10 frames and AC &amp; DC Input w/Precharge enclosure type. It is 480V AC/650V DC</p> | 100
62330 | 20G11GD014JA0NNNNN | G | <p>This PowerFlex 755 AC drive has 1..5,8...10 frames and AC &amp; DC Input w/Precharge enclosure type. It is 480V AC/650V DC</p> | 100
62331 | 20G11GD022JA0NNNNN | G | <p>This PowerFlex 755 AC drive has 1..5,8...10 frames and AC &amp; DC Input w/Precharge enclosure type. It is 480V AC/650V DC</p> | 100
62332 | 20G11GD027JA0NNNNN | G | <p>This PowerFlex 755 AC drive has 1..5,8...10 frames and AC &amp; DC Input w/Precharge enclosure type. It is 480V AC/650V DC</p> | 100
62333 | 20G11GD034JA0NNNNN | G | <p>This PowerFlex 755 AC drive has 1..5,8...10 frames and AC &amp; DC Input w/Precharge enclosure type. It is 480V AC/650V DC</p> | 100
62092 | 20G11GD040AA0NNNNN | G | <p>This PowerFlex 755 AC drive has 1..5,8...10 frames and AC &amp; DC Input w/Precharge enclosure type. It is 480V AC/650V DC</p> | 100
62334 | 20G11GD040JA0NNNNN | G | <p>This PowerFlex 755 AC drive has 1..5,8...10 frames and AC &amp; DC Input w/Precharge enclosure type. It is 480V AC/650V DC</p> | 100
62093 | 20G11GD052AA0NNNNN | G | <p>This PowerFlex 755 AC drive has 1..5,8...10 frames and AC &amp; DC Input w/Precharge enclosure type. It is 480V AC/650V DC</p> | 100
62335 | 20G11GD052JA0NNNNN | G | <p>This PowerFlex 755 AC drive has 1..5,8...10 frames and AC &amp; DC Input w/Precharge enclosure type. It is 480V AC/650V DC</p> | 100
62336 | 20G11GD065JA0NNNNN | G | <p>This PowerFlex 755 AC drive has 1..5,8...10 frames and AC &amp; DC Input w/Precharge enclosure type. It is 480V AC/650V DC</p> | 100
62337 | 20G11GD077JA0NNNNN | G | <p>This PowerFlex 755 AC drive has 1..5,8...10 frames and AC &amp; DC Input w/Precharge enclosure type. It is 480V AC/650V DC</p> | 100
62143 | 20G11GD2P1AA0NNNNN | G | <p>This PowerFlex 755 AC drive has 1..5,8...10 frames and AC &amp; DC Input w/Precharge enclosure type. It is 480V AC/650V DC</p> | 100
62338 | 20G11GD2P1JA0NNNNN | G | <p>This PowerFlex 755 AC drive has 1..5,8...10 frames and AC &amp; DC Input w/Precharge enclosure type. It is 480V AC/650V DC</p> | 100
62339 | 20G11GD3P4JA0NNNNN | G | <p>This PowerFlex 755 AC drive has 1..5,8...10 frames and AC &amp; DC Input w/Precharge enclosure type. It is 480V AC/650V DC</p> | 100
73011 | 20G11GD5P0AA0NNNNN | G | <p>The 20G11GD5P0AA0NNNNN PowerFlex 755 drive is an&nbsp;Allen-Bradley AC drive. It has a Frame 2 body.</p>
62340 | 20G11GD5P0JA0NNNNN | G | <p>This PowerFlex 755 AC drive has 1..5,8...10 frames and AC &amp; DC Input w/Precharge enclosure type. It is 480V AC/650V DC</p> | 100
62084 | 20G11GD8P0AA0NNNNN | G | <p>This PowerFlex 755 AC drive has 1..5,8...10 frames and AC &amp; DC Input w/Precharge enclosure type. It is 480V AC/650V DC</p> | 100
62341 | 20G11GD8P0JA0NNNNN | G | <p>This PowerFlex 755 AC drive has 1..5,8...10 frames and AC &amp; DC Input w/Precharge enclosure type. It is 480V AC/650V DC</p> | 100
62524 | 20G11NC011JA0NNNNN | G | <p>This PowerFlex 755 AC drive has 1..5,8...10 frames and AC &amp; DC Input w/Precharge enclosure type. It is 400V AC/540V DC and 5.5 kilowatts. and 7.5 horsepower. and 300 horsepower. and 250 kilowatts.</p> | 100
62525 | 20G11NC015JA0NNNNN | G | <p>This PowerFlex 755 AC drive has 1..5,8...10 frames and AC &amp; DC Input w/Precharge enclosure type. It is 400V AC/540V DC and 7.5 kilowatts. and 1 horsepower. and 300 horsepower. and 250 kilowatts.</p> | 100
62526 | 20G11NC022JA0NNNNN | G | <p>This PowerFlex 755 AC drive has 1..5,8...10 frames and AC &amp; DC Input w/Precharge enclosure type. It is 400V AC/540V DC and 11 kilowatts. and 15 horsepower. and 300 horsepower. and 250 kilowatts.</p> | 99.2701
62157 | 20G11NC030AA0NNNNN | G | <p>This PowerFlex 755 AC drive has 1..5,8...10 frames and AC &amp; DC Input w/Precharge enclosure type. It is 400V AC/540V DC and 15 kilowatts. and 1 horsepower. and 300 horsepower. and 250 kilowatts.</p> | 100
62527 | 20G11NC030JA0NNNNN | G | <p>This PowerFlex 755 AC drive has 1..5,8...10 frames and AC &amp; DC Input w/Precharge enclosure type. It is 400V AC/540V DC and 15 kilowatts. and 1 horsepower. and 300 horsepower. and 250 kilowatts.</p> | 99.7567
62528 | 20G11NC037JA0NNNNN | G | <p>This PowerFlex 755 AC drive has 1..5,8...10 frames and AC &amp; DC Input w/Precharge enclosure type. It is 400V AC/540V DC and 18.5 kilowatts. and 1 horsepower. and 300 horsepower. and 250 kilowatts.</p> | 99.7579
62529 | 20G11NC043JA0NNNNN | G | <p>This PowerFlex 755 AC drive has 1..5,8...10 frames and AC &amp; DC Input w/Precharge enclosure type. It is 400V AC/540V DC and 22 kilowatts. and 1 horsepower. and 300 horsepower. and 250 kilowatts.</p> | 99.0244
62530 | 20G11NC060JA0NNNNN | G | <p>This PowerFlex 755 AC drive has 1..5,8...10 frames and AC &amp; DC Input w/Precharge enclosure type. It is 400V AC/540V DC and 30 kilowatts. and 1 horsepower. and 300 horsepower. and 250 kilowatts.</p> | 99.5122
62531 | 20G11NC072JA0NNNNN | G | <p>This PowerFlex 755 AC drive has 1..5,8...10 frames and AC &amp; DC Input w/Precharge enclosure type. It is 400V AC/540V DC and 37 kilowatts. and 1 horsepower. and 300 horsepower. and 250 kilowatts.</p> | 99.2701
62532 | 20G11NC085JA0NNNNN | G | <p>This PowerFlex 755 AC drive has 1..5,8...10 frames and AC &amp; DC Input w/Precharge enclosure type. It is 400V AC/540V DC and 45 kilowatts. and 1 horsepower. and 300 horsepower. and 250 kilowatts.</p> | 99.5122
62533 | 20G11NC104JA0NNNNN | G | <p>This PowerFlex 755 AC drive has 1..5,8...10 frames and AC &amp; DC Input w/Precharge enclosure type. It is 400V AC/540V DC and 55 kilowatts. and 1 horsepower. and 300 horsepower. and 250 kilowatts.</p> | 99.2701
62534 | 20G11NC2P1JA0NNNNN | G | <p>This PowerFlex 755 AC drive has 1..5,8...10 frames and AC &amp; DC Input w/Precharge enclosure type. It is 400V AC/540V DC and 0.75 kilowatts. and 1 horsepower. and 300 horsepower. and 250 kilowatts.</p> | 100
62535 | 20G11NC3P5JA0NNNNN | G | <p>This PowerFlex 755 AC drive has 1..5,8...10 frames and AC &amp; DC Input w/Precharge enclosure type. It is 400V AC/540V DC and 1.5 kilowatts. and 1 horsepower. and 300 horsepower. and 250 kilowatts.</p> | 99.5146
62536 | 20G11NC5P0JA0NNNNN | G | <p>This PowerFlex 755 AC drive has 1..5,8...10 frames and AC &amp; DC Input w/Precharge enclosure type. It is 400V AC/540V DC and 0.75 kilowatts. and 3 horsepower. and 300 horsepower. and 250 kilowatts.</p> | 99.5169
62085 | 20G11ND011AA0NNNNN | G | <p>This PowerFlex 755 AC drive has 1..5,8...10 frames and AC &amp; DC Input w/Precharge enclosure type. It is 480V AC/650V DC</p> | 100
62538 | 20G11ND011JA0NNNNN | G | <p>This PowerFlex 755 AC drive has 1..5,8...10 frames and AC &amp; DC Input w/Precharge enclosure type. It is 480V AC/650V DC</p> | 100
62139 | 20G11ND014AA0NNNNN | G | The Allen-Bradley 20G11ND014AA0NNNNN is a PowerFlex 755 Adjustable Frequency AC drive. This AC drive is a 480VAC/650VDC rated drive with applicable motor output power of 10.0 HP and output current of 14.0 A. It has a IP20/IP00, NEMA/UL Type Open rated enclosure with integrated filtering, without a door mounted Human Interface Module (HIM). This drive comes with embedded Ethernet I/P interface. This drive is capable of V/Hz control, vector control with FORCEÂ® technology, sensorless vector control, and permanent magnet motor control. | 97.5881
62539 | 20G11ND014JA0NNNNN | G | <p>This PowerFlex 755 AC drive has 1..5,8...10 frames and AC &amp; DC Input w/Precharge enclosure type. It is 480V AC/650V DC</p> | 100
62147 | 20G11ND022AA0NNNNN | G | The Allen-Bradley 20G11ND022AA0NNNNN is a PowerFlex 755 Adjustable Frequency AC drive. This AC drive is a 480VAC, 3-Phase rated drive with applicable motor output power of 15.0 HP and output current of 22.0 A. It has a IP20/IP00, NEMA/UL Type Open rated enclosure with integrated filtering, without a door mounted Human Interface Module (HIM). This drive comes with embedded Ethernet I/P interface. This drive is capable of V/Hz control, vector control with FORCEÂ® technology, sensorless vector control, and permanent magnet motor control. | 98.6098
62097 | 20G11ND027AA0NNNNN | G | <p>This PowerFlex 755 AC drive has 1..5,8...10 frames and AC &amp; DC Input w/Precharge enclosure type. It is 480V AC/650V DC</p> | 100
62098 | 20G11ND027AN0NNNNN | G | <p>This PowerFlex 755 AC drive has 1..5,8...10 frames and AC &amp; DC Input w/Precharge enclosure type. It is 480V AC/650V DC</p> | 100
62541 | 20G11ND027JA0NNNNN | G | <p>This PowerFlex 755 AC drive has 1..5,8...10 frames and AC &amp; DC Input w/Precharge enclosure type. It is 480V AC/650V DC</p> | 100
62099 | 20G11ND027JN0NNNNN | G | <p>This PowerFlex 755 AC drive has 1..5,8...10 frames and AC &amp; DC Input w/Precharge enclosure type. It is 480V AC/650V DC</p> | 100
62148 | 20G11ND034AA0NNNNN | G | <p>This PowerFlex 755 AC drive has 1..5,8...10 frames and AC &amp; DC Input w/Precharge enclosure type. It is 480V AC/650V DC</p> | 100
62542 | 20G11ND034JA0NNNNN | G | <p>This PowerFlex 755 AC drive has 1..5,8...10 frames and AC &amp; DC Input w/Precharge enclosure type. It is 480V AC/650V DC</p> | 100
62100 | 20G11ND040AA0NNNNN | G | <p>This PowerFlex 755 AC drive has 1..5,8...10 frames and AC &amp; DC Input w/Precharge enclosure type. It is 480V AC/650V DC</p> | 100
62543 | 20G11ND040JA0NNNNN | G | <p>This PowerFlex 755 AC drive has 1..5,8...10 frames and AC &amp; DC Input w/Precharge enclosure type. It is 480V AC/650V DC</p> | 100
62142 | 20G11ND052AA0NNNNN | G | The 20G11FD027AA0NNNNN is a PowerFlex 755 adjustable frequency AC drive. This drive is designed to operate with an input voltage range of 480VAC, 3-Phase. It has an output current of 52A and output power of 20 HP ND and 15HP HD. It has an open type enclosure and belongs to the Frame 3 class drives, without a Human Interface Module (HIM). | 96.8981
62544 | 20G11ND052JA0NNNNN | G | <p>This PowerFlex 755 AC drive has 1..5,8...10 frames and AC &amp; DC Input w/Precharge enclosure type. It is 480V AC/650V DC</p> | 100
62094 | 20G11ND065AA0NNNNN | G | <p>This PowerFlex 755 AC drive has 1..5,8...10 frames and AC &amp; DC Input w/Precharge enclosure type. It is 480V AC/650V DC</p> | 100
62101 | 20G11ND065AN0NNNNN | G | <p>This PowerFlex 755 AC drive has 1..5,8...10 frames and AC &amp; DC Input w/Precharge enclosure type. It is 480V AC/650V DC</p> | 100
62545 | 20G11ND065JA0NNNNN | G | <p>This PowerFlex 755 AC drive has 1..5,8...10 frames and AC &amp; DC Input w/Precharge enclosure type. It is 480V AC/650V DC</p> | 100
62102 | 20G11ND065JN0NNNNN | G | <p>This PowerFlex 755 AC drive has 1..5,8...10 frames and AC &amp; DC Input w/Precharge enclosure type. It is 480V AC/650V DC</p> | 100
62153 | 20G11ND077AA0NNNNN | G | <p>This PowerFlex 755 AC drive has 1..5,8...10 frames and AC &amp; DC Input w/Precharge enclosure type. It is 480V AC/650V DC</p> | 100
62103 | 20G11ND077AN0NNNNN | G | <p>This PowerFlex 755 AC drive has 1..5,8...10 frames and AC &amp; DC Input w/Precharge enclosure type. It is 480V AC/650V DC</p> | 100
62546 | 20G11ND077JA0NNNNN | G | The Allen-Bradley 20G11ND077JA0NNNNN is a PowerFlex 755 Adjustable Frequency AC drive. This AC drive is a 480VAC/650VDC rated drive with applicable motor output power of 60 HP and output current of 77 A. It has a IP20/IP00, NEMA/UL Type Open rated enclosure with integrated filtering, without a door mounted Human Interface Module (HIM). | 96.1652
62104 | 20G11ND077JN0NNNNN | G | <p>This PowerFlex 755 AC drive has 1..5,8...10 frames and AC &amp; DC Input w/Precharge enclosure type. It is 480V AC/650V DC</p> | 100
62105 | 20G11ND096AA0NNNNN | G | <p>This PowerFlex 755 AC drive has 1..5,8...10 frames and AC &amp; DC Input w/Precharge enclosure type. It is 480V AC/650V DC</p> | 100
62547 | 20G11ND096JA0NNNNN | G | <p>This PowerFlex 755 AC drive has 1..5,8...10 frames and AC &amp; DC Input w/Precharge enclosure type. It is 480V AC/650V DC</p> | 100
62106 | 20G11ND125AA0NNNNN | G | <p>This PowerFlex 755 AC drive has 1..5,8...10 frames and AC &amp; DC Input w/Precharge enclosure type. It is 480V AC/650V DC</p> | 100
62107 | 20G11ND125AN0NNNNN | G | <p>This PowerFlex 755 AC drive has 1..5,8...10 frames and AC &amp; DC Input w/Precharge enclosure type. It is 480V AC/650V DC</p> | 100
62108 | 20G11ND125JA0NNNNN | G | <p>This PowerFlex 755 AC drive has 1..5,8...10 frames and AC &amp; DC Input w/Precharge enclosure type. It is 480V AC/650V DC</p> | 100
62109 | 20G11ND125JN0NNNNN | G | <p>This PowerFlex 755 AC drive has 1..5,8...10 frames and AC &amp; DC Input w/Precharge enclosure type. It is 480V AC/650V DC</p> | 100
62110 | 20G11ND156AA0NNNNN | G | <p>This PowerFlex 755 AC drive has 1..5,8...10 frames and AC &amp; DC Input w/Precharge enclosure type. It is 480V AC/650V DC</p> | 100
62111 | 20G11ND156AN0NNNNN | G | <p>This PowerFlex 755 AC drive has 1..5,8...10 frames and AC &amp; DC Input w/Precharge enclosure type. It is 480V AC/650V DC</p> | 100
62112 | 20G11ND156JA0NNNNN | G | <p>This PowerFlex 755 AC drive has 1..5,8...10 frames and AC &amp; DC Input w/Precharge enclosure type. It is 480V AC/650V DC</p> | 100
62113 | 20G11ND156JN0NNNNN | G | <p>This PowerFlex 755 AC drive has 1..5,8...10 frames and AC &amp; DC Input w/Precharge enclosure type. It is 480V AC/650V DC</p> | 100
62114 | 20G11ND186AA0NNNNN | G | <p>This PowerFlex 755 AC drive has 1..5,8...10 frames and AC &amp; DC Input w/Precharge enclosure type. It is 480V AC/650V DC</p> | 100
62115 | 20G11ND186AN0NNNNN | G | <p>This PowerFlex 755 AC drive has 1..5,8...10 frames and AC &amp; DC Input w/Precharge enclosure type. It is 480V AC/650V DC</p> | 100
62116 | 20G11ND186JA0NNNNN | G | <p>This PowerFlex 755 AC drive has 1..5,8...10 frames and AC &amp; DC Input w/Precharge enclosure type. It is 480V AC/650V DC</p> | 100
62117 | 20G11ND186JN0NNNNN | G | <p>This PowerFlex 755 AC drive has 1..5,8...10 frames and AC &amp; DC Input w/Precharge enclosure type. It is 480V AC/650V DC</p> | 100
62118 | 20G11ND248AA0NNNNN | G | <p>This PowerFlex 755 AC drive has 1..5,8...10 frames and AC &amp; DC Input w/Precharge enclosure type. It is 480V AC/650V DC</p> | 100
62119 | 20G11ND248AN0NNNNN | G | <p>This PowerFlex 755 AC drive has 1..5,8...10 frames and AC &amp; DC Input w/Precharge enclosure type. It is 480V AC/650V DC</p> | 100
62120 | 20G11ND248JA0NNNNN | G | <p>This PowerFlex 755 AC drive has 1..5,8...10 frames and AC &amp; DC Input w/Precharge enclosure type. It is 480V AC/650V DC</p> | 100
62121 | 20G11ND248JN0NNNNN | G | <p>This PowerFlex 755 AC drive has 1..5,8...10 frames and AC &amp; DC Input w/Precharge enclosure type. It is 480V AC/650V DC</p> | 100
62095 | 20G11ND2P1AA0NNNNN | G | <p>This PowerFlex 755 AC drive has 1..5,8...10 frames and AC &amp; DC Input w/Precharge enclosure type. It is 480V AC/650V DC</p> | 100
62122 | 20G11ND302AA0NNNNN | G | <p>This PowerFlex 755 AC drive has 1..5,8...10 frames and AC &amp; DC Input w/Precharge enclosure type. It is 480V AC/650V DC</p> | 100
62123 | 20G11ND302AN0NNNNN | G | <p>This PowerFlex 755 AC drive has 1..5,8...10 frames and AC &amp; DC Input w/Precharge enclosure type. It is 480V AC/650V DC</p> | 100
62124 | 20G11ND302JA0NNNNN | G | <p>This PowerFlex 755 AC drive has 1..5,8...10 frames and AC &amp; DC Input w/Precharge enclosure type. It is 480V AC/650V DC</p> | 100
62125 | 20G11ND302JN0NNNNN | G | <p>This PowerFlex 755 AC drive has 1..5,8...10 frames and AC &amp; DC Input w/Precharge enclosure type. It is 480V AC/650V DC</p> | 100
62126 | 20G11ND361AA0NNNNN | G | <p>This PowerFlex 755 AC drive has 1..5,8...10 frames and AC &amp; DC Input w/Precharge enclosure type. It is 480V AC/650V DC</p> | 100
62127 | 20G11ND361AN0NNNNN | G | <p>This PowerFlex 755 AC drive has 1..5,8...10 frames and AC &amp; DC Input w/Precharge enclosure type. It is 480V AC/650V DC</p> | 100
62128 | 20G11ND361JA0NNNNN | G | <p>This PowerFlex 755 AC drive has 1..5,8...10 frames and AC &amp; DC Input w/Precharge enclosure type. It is 480V AC/650V DC</p> | 100
62129 | 20G11ND361JN0NNNNN | G | <p>This PowerFlex 755 AC drive has 1..5,8...10 frames and AC &amp; DC Input w/Precharge enclosure type. It is 480V AC/650V DC</p> | 100
62096 | 20G11ND3P4AA0NNNNN | G | <p>This PowerFlex 755 AC drive has 1..5,8...10 frames and AC &amp; DC Input w/Precharge enclosure type. It is 480V AC/650V DC</p> | 100
62130 | 20G11ND415AA0NNNNN | G | <p>This PowerFlex 755 AC drive has 1..5,8...10 frames and AC &amp; DC Input w/Precharge enclosure type. It is 480V AC/650V DC</p> | 100
62131 | 20G11ND415AN0NNNNN | G | <p>This PowerFlex 755 AC drive has 1..5,8...10 frames and AC &amp; DC Input w/Precharge enclosure type. It is 480V AC/650V DC</p> | 100
62132 | 20G11ND415JA0NNNNN | G | <p>This PowerFlex 755 AC drive has 1..5,8...10 frames and AC &amp; DC Input w/Precharge enclosure type. It is 480V AC/650V DC</p> | 100
62133 | 20G11ND415JN0NNNNN | G | <p>This PowerFlex 755 AC drive has 1..5,8...10 frames and AC &amp; DC Input w/Precharge enclosure type. It is 480V AC/650V DC</p> | 100
62149 | 20G11ND5P0AA0NNNNN | G | <p>The 20G11ND5P0AA0NNNNN is a PowerFlex 755 adjustable frequency AC drive. This drive is designed to operate with an input voltage range of 480VAC, 3-Phase. It has an output current of 5A and output power of 3 HP ND and 2HP HD. It has an open type enclosure and belongs to the Frame 2 class drives, without a Human Interface Module (HIM).</p> | 96
62086 | 20G11ND8P0AA0NNNNN | G | The Allen-Bradley 20G11ND8P0AA0NNNNN is a PowerFlex 755 Adjustable Frequency AC drive. This AC drive is a 480VAC/650VDC rated drive with applicable motor output power of 5.0 HP and output current of 8.0 A. It has a IP20/IP00, NEMA/UL Type Open rated enclosure with integrated filtering, without a door mounted Human Interface Module (HIM). | 97.929
62551 | 20G11ND8P0JA0NNNNN | G | <p>This PowerFlex 755 AC drive has 1..5,8...10 frames and AC &amp; DC Input w/Precharge enclosure type. It is 480V AC/650V DC</p> | 98.4615
62134 | 20G11NE017AA0NNNNN | G | <p>This PowerFlex 755 AC drive has 1..5,8...10 frames and AC &amp; DC Input w/Precharge enclosure type. It is 600V AC/725V DC</p> | 100
62135 | 20G11NE017AN0NNNNN | G | <p>This PowerFlex 755 AC drive has 1..5,8...10 frames and AC &amp; DC Input w/Precharge enclosure type. It is 600V AC/725V DC</p> | 100
62553 | 20G11NE017JA0NNNNN | G | <p>This PowerFlex 755 AC drive has 1..5,8...10 frames and AC &amp; DC Input w/Precharge enclosure type. It is 600V AC/725V DC</p> | 100
62136 | 20G11NE017JN0NNNNN | G | <p>This PowerFlex 755 AC drive has 1..5,8...10 frames and AC &amp; DC Input w/Precharge enclosure type. It is 600V AC/725V DC</p> | 100
62140 | 20G11NE022AA0NNNNN | G | <p>This PowerFlex 755 AC drive has 1..5,8...10 frames and AC &amp; DC Input w/Precharge enclosure type. It is 600V AC/725V DC</p> | 100
62141 | 20G11NE027AA0NNNNN | G | <p>This PowerFlex 755 AC drive has 1..5,8...10 frames and AC &amp; DC Input w/Precharge enclosure type. It is 600V AC/725V DC</p> | 100
62137 | 20G11NE027AN0NNNNN | G | <p>This PowerFlex 755 AC drive has 1..5,8...10 frames and AC &amp; DC Input w/Precharge enclosure type. It is 600V AC/725V DC</p> | 100
62555 | 20G11NE027JA0NNNNN | G | <p>This PowerFlex 755 AC drive has 1..5,8...10 frames and AC &amp; DC Input w/Precharge enclosure type. It is 600V AC/725V DC</p> | 97.6923
62138 | 20G11NE027JN0NNNNN | G | <p>This PowerFlex 755 AC drive has 1..5,8...10 frames and AC &amp; DC Input w/Precharge enclosure type. It is 600V AC/725V DC</p> | 100
62087 | 20G11RC011AA0NNNNN | G | <p>This PowerFlex 755 AC drive has 1..5,8...10 frames and AC &amp; DC Input w/Precharge enclosure type. It is 400V AC/540V DC and 5.5 kilowatts. and 7.5 horsepower. and 300 horsepower. and 250 kilowatts.</p> | 100
62569 | 20G11RC011JA0NNNNN | G | <p>This PowerFlex 755 AC drive has 1..5,8...10 frames and AC &amp; DC Input w/Precharge enclosure type. It is 400V AC/540V DC and 5.5 kilowatts. and 7.5 horsepower. and 300 horsepower. and 250 kilowatts.</p> | 98.5507
62570 | 20G11RC015JA0NNNNN | G | <p>This PowerFlex 755 AC drive has 1..5,8...10 frames and AC &amp; DC Input w/Precharge enclosure type. It is 400V AC/540V DC and 7.5 kilowatts. and 1 horsepower. and 300 horsepower. and 250 kilowatts.</p> | 99.2736
62571 | 20G11RC2P1JA0NNNNN | G | <p>This PowerFlex 755 AC drive has 1..5,8...10 frames and AC &amp; DC Input w/Precharge enclosure type. It is 400V AC/540V DC and 0.75 kilowatts. and 1 horsepower. and 300 horsepower. and 250 kilowatts.</p> | 98.7893
62150 | 20G11RD011AA0NNNNN | G | <p>This PowerFlex 755 AC drive has 1..5,8...10 frames and AC &amp; DC Input w/Precharge enclosure type. It is 480V AC/650V DC</p> | 100
62082 | 20G11RD014AA0NNNNN | G | <p>This PowerFlex 755 AC drive has 1..5,8...10 frames and AC &amp; DC Input w/Precharge enclosure type. It is 480V AC/650V DC</p> | 100
62154 | 20G11RD2P1AA0NNNNN | G | <p>This PowerFlex 755 AC drive has 1..5,8...10 frames and AC &amp; DC Input w/Precharge enclosure type. It is 480V AC/650V DC</p> | 100
62083 | 20G11RD3P4AA0NNNNN | G | The Allen-Bradley 20G11RD3P4AA0NNNNN is a PowerFlex 755 Adjustable Frequency AC drive. This AC drive is a 480VAC, 3-Phase rated drive with applicable motor output power of 2.0 HP and output current of 3.4 A. It has a IP20 NEMA/UL Type Open, Frame 1 rated enclosure with integrated filtering, without a door mounted Human Interface Module (HIM). This drive comes with embedded Ethernet I/P interface. This drive is capable of V/Hz control, vector control with FORCEÂ® technology, sensorless vector control, and permanent magnet motor control. | 97.1323
62151 | 20G11RD5P0AA0NNNNN | G | <p>This PowerFlex 755 AC drive has 1..5,8...10 frames and AC &amp; DC Input w/Precharge enclosure type. It is 480V AC/650V DC</p> | 100
62155 | 20G11RD8P0AA0NNNNN | G | The 20G11RD8P0AA0NNNNN is a PowerFlex 755 adjustable frequency AC drive. This drive is designed to operate with an input voltage of 480VAC, 3-Phase. It has an output current of 8A and output power of 5 HP ND and 3HP HD. It has an open type enclosure and belongs to the Frame 1 class drives, without a Human Interface Module (HIM). | 97.006
62582 | 20G11TC540JN0NNNNN | G | <p>This PowerFlex 755 AC drive has 1..5,8...10 frames and AC &amp; DC Input w/Precharge enclosure type. It is 400V AC/540V DC and 315 kilowatts. and 1 horsepower. and 300 horsepower. and 250 kilowatts.</p> | 95.7179
62752 | 20G14NC104JA0NNNNN | G | <p>This PowerFlex 755 AC drive has 5...10 frames and DC Input w/Precharge enclosure type. It is 400V AC/540V DC and 55 kilowatts. and 1 horsepower. and 300 horsepower. and 250 kilowatts.</p> | 99.4764
62754 | 20G14NC140JN0NNNNN | G | <p>This PowerFlex 755 AC drive has 5...10 frames and DC Input w/Precharge enclosure type. It is 400V AC/540V DC and 75 kilowatts. and 1 horsepower. and 300 horsepower. and 250 kilowatts.</p> | 98.9529
62756 | 20G14NC170JN0NNNNN | G | <p>This PowerFlex 755 AC drive has 5...10 frames and DC Input w/Precharge enclosure type. It is 400V AC/540V DC and 90 kilowatts. and 1 horsepower. and 300 horsepower. and 250 kilowatts.</p> | 98.6945
63333 | 20G14ND125AA0NNNNN | G | <p>This PowerFlex 755 AC drive has 5...10 frames and DC Input w/Precharge enclosure type. It is 480V AC/650V DC</p>
63332 | 20G14ND125AN0NNNNN | G | <p>This PowerFlex 755 AC drive has 5...10 frames and DC Input w/Precharge enclosure type. It is 480V AC/650V DC</p>
62771 | 20G14ND125JA0NNNNN | G | <p>This PowerFlex 755 AC drive has 5...10 frames and DC Input w/Precharge enclosure type. It is 480V AC/650V DC</p>
62772 | 20G14ND125JN0NNNNN | G | <p>This PowerFlex 755 AC drive has 5...10 frames and DC Input w/Precharge enclosure type. It is 480V AC/650V DC</p>
63331 | 20G14ND156AA0NNNNN | G | <p>This PowerFlex 755 AC drive has 5...10 frames and DC Input w/Precharge enclosure type. It is 480V AC/650V DC</p>
63330 | 20G14ND156AN0NNNNN | G | <p>This PowerFlex 755 AC drive has 5...10 frames and DC Input w/Precharge enclosure type. It is 480V AC/650V DC</p>
62773 | 20G14ND156JA0NNNNN | G | <p>This PowerFlex 755 AC drive has 5...10 frames and DC Input w/Precharge enclosure type. It is 480V AC/650V DC</p>
62774 | 20G14ND156JN0NNNNN | G | <p>This PowerFlex 755 AC drive has 5...10 frames and DC Input w/Precharge enclosure type. It is 480V AC/650V DC</p>
63329 | 20G14ND186AA0NNNNN | G | <p>This PowerFlex 755 AC drive has 5...10 frames and DC Input w/Precharge enclosure type. It is 480V AC/650V DC</p>
63328 | 20G14ND186AN0NNNNN | G | <p>This PowerFlex 755 AC drive has 5...10 frames and DC Input w/Precharge enclosure type. It is 480V AC/650V DC</p>
62775 | 20G14ND186JA0NNNNN | G | <p>This PowerFlex 755 AC drive has 5...10 frames and DC Input w/Precharge enclosure type. It is 480V AC/650V DC</p>
62776 | 20G14ND186JN0NNNNN | G | <p>This PowerFlex 755 AC drive has 5...10 frames and DC Input w/Precharge enclosure type. It is 480V AC/650V DC</p>
63327 | 20G14ND248AA0NNNNN | G | <p>This PowerFlex 755 AC drive has 5...10 frames and DC Input w/Precharge enclosure type. It is 480V AC/650V DC</p>
63335 | 20G14ND248AN0NNNNN | G | <p>This PowerFlex 755 AC drive has 5...10 frames and DC Input w/Precharge enclosure type. It is 480V AC/650V DC</p>
62777 | 20G14ND248JA0NNNNN | G | <p>This PowerFlex 755 AC drive has 5...10 frames and DC Input w/Precharge enclosure type. It is 480V AC/650V DC</p>
62778 | 20G14ND248JN0NNNNN | G | <p>This PowerFlex 755 AC drive has 5...10 frames and DC Input w/Precharge enclosure type. It is 480V AC/650V DC</p>
63326 | 20G14ND302AA0NNNNN | G | <p>This PowerFlex 755 AC drive has 5...10 frames and DC Input w/Precharge enclosure type. It is 480V AC/650V DC</p>
63325 | 20G14ND302AN0NNNNN | G | <p>This PowerFlex 755 AC drive has 5...10 frames and DC Input w/Precharge enclosure type. It is 480V AC/650V DC</p>
62779 | 20G14ND302JA0NNNNN | G | <p>This PowerFlex 755 AC drive has 5...10 frames and DC Input w/Precharge enclosure type. It is 480V AC/650V DC</p>
62780 | 20G14ND302JN0NNNNN | G | <p>This PowerFlex 755 AC drive has 5...10 frames and DC Input w/Precharge enclosure type. It is 480V AC/650V DC</p>
63324 | 20G14ND361AA0NNNNN | G | <p>This PowerFlex 755 AC drive has 5...10 frames and DC Input w/Precharge enclosure type. It is 480V AC/650V DC</p>
63323 | 20G14ND361AN0NNNNN | G | <p>This PowerFlex 755 AC drive has 5...10 frames and DC Input w/Precharge enclosure type. It is 480V AC/650V DC</p>
62781 | 20G14ND361JA0NNNNN | G | <p>This PowerFlex 755 AC drive has 5...10 frames and DC Input w/Precharge enclosure type. It is 480V AC/650V DC</p>
62782 | 20G14ND361JN0NNNNN | G | <p>This PowerFlex 755 AC drive has 5...10 frames and DC Input w/Precharge enclosure type. It is 480V AC/650V DC</p>
63322 | 20G14ND415AA0NNNNN | G | <p>This PowerFlex 755 AC drive has 5...10 frames and DC Input w/Precharge enclosure type. It is 480V AC/650V DC</p>
63334 | 20G14ND415AN0NNNNN | G | <p>This PowerFlex 755 AC drive has 5...10 frames and DC Input w/Precharge enclosure type. It is 480V AC/650V DC</p>
62783 | 20G14ND415JA0NNNNN | G | <p>This PowerFlex 755 AC drive has 5...10 frames and DC Input w/Precharge enclosure type. It is 480V AC/650V DC</p>
62784 | 20G14ND415JN0NNNNN | G | <p>This PowerFlex 755 AC drive has 5...10 frames and DC Input w/Precharge enclosure type. It is 480V AC/650V DC</p>
63321 | 20G14ND477AA0NNNNN | G | <p>This PowerFlex 755 AC drive has 5...10 frames and DC Input w/Precharge enclosure type. It is 480V AC/650V DC</p>
63320 | 20G14ND477AN0NNNNN | G | <p>This PowerFlex 755 AC drive has 5...10 frames and DC Input w/Precharge enclosure type. It is 480V AC/650V DC</p>
62785 | 20G14ND477JA0NNNNN | G | <p>This PowerFlex 755 AC drive has 5...10 frames and DC Input w/Precharge enclosure type. It is 480V AC/650V DC</p>
62786 | 20G14ND477JN0NNNNN | G | <p>This PowerFlex 755 AC drive has 5...10 frames and DC Input w/Precharge enclosure type. It is 480V AC/650V DC</p>
63305 | 20G1ABD485AN0NNNNN | G | <p>This PowerFlex 755 AC drive has 6...8 frames and AC Input w/Precharge, no DC Terminals enclosure type. It is 480V AC/650V DC</p> | 100
63315 | 20G1ABE395AN0NNNNN | G | <p>This PowerFlex 755 AC drive has 6...8 frames and AC Input w/Precharge, no DC Terminals enclosure type. It is 600V AC/725V DC</p> | 100
73032 | 20G1AGD125AA0NNNNN | G | <p>The Allen-Bradley 20G1AGD125AA0NNNNN Variable Frequency AC Drive is a high-performance AC drive from the PowerFlex 755 drive family. This drive has 480 Volts AC&nbsp;3-phase input voltage, 125 Amps of nominal current, 100 Horsepower of rated output, and integral line filtering.</p> | 95.3368
62985 | 20G1AGD125JA0NNNNN | G | <p>This PowerFlex 755 AC drive has 6...8 frames and AC Input w/Precharge, no DC Terminals enclosure type. It is 480V AC/650V DC</p> | 100
62986 | 20G1AGD125JN0NNNNN | G | <p>This PowerFlex 755 AC drive has 6...8 frames and AC Input w/Precharge, no DC Terminals enclosure type. It is 480V AC/650V DC</p> | 100
73031 | 20G1AGD156AN0NNNNN | G | <p>The Allen-Bradley 20G1AGD156AN0NNNNN Variable Frequency AC Drive is a high-performance AC drive from the PowerFlex 755 drive family. This drive has 480 Volts AC&nbsp;3-phase input voltage, 156 Amps of nominal current, 125 Horsepower of output, and integral line filtering.</p> | 97.3822
62987 | 20G1AGD156JA0NNNNN | G | <p>This PowerFlex 755 AC drive has 6...8 frames and AC Input w/Precharge, no DC Terminals enclosure type. It is 480V AC/650V DC</p> | 100
62988 | 20G1AGD156JN0NNNNN | G | <p>This PowerFlex 755 AC drive has 6...8 frames and AC Input w/Precharge, no DC Terminals enclosure type. It is 480V AC/650V DC</p> | 100
62989 | 20G1AGD186JA0NNNNN | G | <p>This PowerFlex 755 AC drive has 6...8 frames and AC Input w/Precharge, no DC Terminals enclosure type. It is 480V AC/650V DC</p> | 100
62990 | 20G1AGD186JN0NNNNN | G | <p>This PowerFlex 755 AC drive has 6...8 frames and AC Input w/Precharge, no DC Terminals enclosure type. It is 480V AC/650V DC</p> | 100
62991 | 20G1AGD248JA0NNNNN | G | <p>This PowerFlex 755 AC drive has 6...8 frames and AC Input w/Precharge, no DC Terminals enclosure type. It is 480V AC/650V DC</p> | 100
62992 | 20G1AGD248JN0NNNNN | G | <p>This PowerFlex 755 AC drive has 6...8 frames and AC Input w/Precharge, no DC Terminals enclosure type. It is 480V AC/650V DC</p> | 100
72994 | 20G1AGD302AA0NNNNN | G | <p>The&nbsp;20G1AGD302AA0NNNNN drive is an AC drive. It is part of the PowerFlex 755 series from Allen-Bradley.</p>
63205 | 20G1ANC205JA0NNNNN | G | <p>This PowerFlex 755 AC drive has 6...8 frames and AC Input w/Precharge, no DC Terminals enclosure type. It is 400V AC/540V DC and 110 kilowatts. and 1 horsepower. and 300 horsepower. and 250 kilowatts.</p> | 99.0385
63208 | 20G1ANC260JN0NNNNN | G | <p>This PowerFlex 755 AC drive has 6...8 frames and AC Input w/Precharge, no DC Terminals enclosure type. It is 400V AC/540V DC and 132 kilowatts. and 1 horsepower. and 300 horsepower. and 250 kilowatts.</p> | 99.0385
63209 | 20G1ANC302JA0NNNNN | G | <p>This PowerFlex 755 AC drive has 6...8 frames and AC Input w/Precharge, no DC Terminals enclosure type. It is 400V AC/540V DC and 160 kilowatts. and 250 horsepower. and 300 horsepower. and 250 kilowatts.</p> | 100
63210 | 20G1ANC302JN0NNNNN | G | <p>This PowerFlex 755 AC drive has 6...8 frames and AC Input w/Precharge, no DC Terminals enclosure type. It is 400V AC/540V DC and 160 kilowatts. and 250 horsepower. and 300 horsepower. and 250 kilowatts.</p> | 98.0861
63211 | 20G1ANC367JA0NNNNN | G | <p>This PowerFlex 755 AC drive has 6...8 frames and AC Input w/Precharge, no DC Terminals enclosure type. It is 400V AC/540V DC and 200 kilowatts. and 1 horsepower. and 300 horsepower. and 250 kilowatts.</p> | 100
63212 | 20G1ANC367JN0NNNNN | G | <p>This PowerFlex 755 AC drive has 6...8 frames and AC Input w/Precharge, no DC Terminals enclosure type. It is 400V AC/540V DC and 200 kilowatts. and 1 horsepower. and 300 horsepower. and 250 kilowatts.</p> | 99.5192
63213 | 20G1ANC456JA0NNNNN | G | <p>This PowerFlex 755 AC drive has 6...8 frames and AC Input w/Precharge, no DC Terminals enclosure type. It is 400V AC/540V DC and 250 kilowatts. and 1 horsepower. and 300 horsepower. and 250 kilowatts.</p> | 100
63214 | 20G1ANC456JN0NNNNN | G | <p>This PowerFlex 755 AC drive has 6...8 frames and AC Input w/Precharge, no DC Terminals enclosure type. It is 400V AC/540V DC and 250 kilowatts. and 1 horsepower. and 300 horsepower. and 250 kilowatts.</p> | 98.801
63215 | 20G1ANC477JA0NNNNN | G | <p>This PowerFlex 755 AC drive has 6...8 frames and AC Input w/Precharge, no DC Terminals enclosure type. It is 400V AC/540V DC and 0.75 kilowatts. and 1 horsepower. and 300 horsepower. and 250 kilowatts.</p> | 100
63216 | 20G1ANC477JN0NNNNN | G | <p>This PowerFlex 755 AC drive has 6...8 frames and AC Input w/Precharge, no DC Terminals enclosure type. It is 400V AC/540V DC and 0.75 kilowatts. and 1 horsepower. and 300 horsepower. and 250 kilowatts.</p> |  | 2
63317 | 20G1AND125AA0NNNNN | G | <p>This PowerFlex 755 AC drive has 6...8 frames and AC Input w/Precharge, no DC Terminals enclosure type. It is 480V AC/650V DC</p> | 96.9697
63217 | 20G1AND125JA0NNNNN | G | <p>This PowerFlex 755 AC drive has 6...8 frames and AC Input w/Precharge, no DC Terminals enclosure type. It is 480V AC/650V DC</p> | 100
63218 | 20G1AND125JN0NNNNN | G | <p>This PowerFlex 755 AC drive has 6...8 frames and AC Input w/Precharge, no DC Terminals enclosure type. It is 480V AC/650V DC</p> | 100
63316 | 20G1AND156AN0NNNNN | G | <p>This PowerFlex 755 AC drive has 6...8 frames and AC Input w/Precharge, no DC Terminals enclosure type. It is 480V AC/650V DC</p> | 100
63219 | 20G1AND156JA0NNNNN | G | <p>This PowerFlex 755 AC drive has 6...8 frames and AC Input w/Precharge, no DC Terminals enclosure type. It is 480V AC/650V DC</p> | 100
63220 | 20G1AND156JN0NNNNN | G | <p>This PowerFlex 755 AC drive has 6...8 frames and AC Input w/Precharge, no DC Terminals enclosure type. It is 480V AC/650V DC</p> | 100
63304 | 20G1AND186AA0NNNNN | G | The Allen-Bradley 20G1AND186AA0NNNNN is a PowerFlex 755 Adjustable Frequency AC drive. This AC drive is a 480VAC, 3-Phase rated drive with applicable motor output power of 150 HP and output current of 186 A. It has an IP20/IP00, NEMA/UL Type Open rated enclosure with integrated filtering, without a door mounted Human Interface Module (HIM). This drive comes with embedded Ethernet I/P interface. This drive is capable of V/Hz control, vector control with FORCEÂ® technology, sensorless vector control, and permanent magnet motor control. | 99.4434
63313 | 20G1AND186AN0NNNNN | G | <p>This PowerFlex 755 AC drive has 6...8 frames and AC Input w/Precharge, no DC Terminals enclosure type. It is 480V AC/650V DC</p> | 100
63221 | 20G1AND186JA0NNNNN | G | <p>This PowerFlex 755 AC drive has 6...8 frames and AC Input w/Precharge, no DC Terminals enclosure type. It is 480V AC/650V DC</p> | 100
63222 | 20G1AND186JN0NNNNN | G | <p>This PowerFlex 755 AC drive has 6...8 frames and AC Input w/Precharge, no DC Terminals enclosure type. It is 480V AC/650V DC</p> | 100
63312 | 20G1AND248AA0NNNNN | G | The 20G1AND248AA0NNNNN is a PowerFlex 755 adjustable frequency AC drive. This drive is designed to operate with an input voltage of 480VAC, 3-Phase. It has an output current of 248A and output power of 200 HP ND and 150HP HD. It has an open type enclosure and belongs to the Frame 6 class drives, without a Human Interface Module (HIM). | 97.7712
63311 | 20G1AND248AN0NNNNN | G | <p>This PowerFlex 755 AC drive has 6...8 frames and AC Input w/Precharge, no DC Terminals enclosure type. It is 480V AC/650V DC</p> | 100
63223 | 20G1AND248JA0NNNNN | G | <p>This PowerFlex 755 AC drive has 6...8 frames and AC Input w/Precharge, no DC Terminals enclosure type. It is 480V AC/650V DC</p> | 100
63224 | 20G1AND248JN0NNNNN | G | <p>This PowerFlex 755 AC drive has 6...8 frames and AC Input w/Precharge, no DC Terminals enclosure type. It is 480V AC/650V DC</p> | 100
63310 | 20G1AND302AA0NNNNN | G | <p>This PowerFlex 755 AC drive has 6...8 frames and AC Input w/Precharge, no DC Terminals enclosure type. It is 480V AC/650V DC</p> | 100
63309 | 20G1AND302AN0NNNNN | G | The Allen-Bradley 20G1AND302AN0NNNNN is a PowerFlex 755 Adjustable Frequency AC drive. This AC drive is a 480VAC, 3-Phase rated drive with applicable motor output power of 250 HP and output current of 302 A. It has an IP20/IP00, NEMA/UL Type Open rated enclosure with integrated filtering, without a door mounted Human Interface Module (HIM). This drive comes with embedded Ethernet I/P interface. This drive is capable of V/Hz control, vector control with FORCEÂ® technology, sensorless vector control, and permanent magnet motor control. | 98.5158
63225 | 20G1AND302JA0NNNNN | G | The 20G1AND302JA0NNNNN is a PowerFlex 755 adjustable frequency AC drive. This drive is designed to operate with an input voltage of 480VAC, 3-Phase. It has an output current of 302A and output power of 250 HP ND and 200HP HD. It has an open type enclosure and belongs to the Frame 7 class drives, without a Human Interface Module (HIM). | 97.3294
63226 | 20G1AND302JN0NNNNN | G | <p>This PowerFlex 755 AC drive has 6...8 frames and AC Input w/Precharge, no DC Terminals enclosure type. It is 480V AC/650V DC</p> | 100
63303 | 20G1AND361AA0NNNNN | G | <p>This PowerFlex 755 AC drive has 6...8 frames and AC Input w/Precharge, no DC Terminals enclosure type. It is 480V AC/650V DC</p> | 100
63227 | 20G1AND361JA0NNNNN | G | <p>This PowerFlex 755 AC drive has 6...8 frames and AC Input w/Precharge, no DC Terminals enclosure type. It is 480V AC/650V DC</p> | 100
63228 | 20G1AND361JN0NNNNN | G | <p>This PowerFlex 755 AC drive has 6...8 frames and AC Input w/Precharge, no DC Terminals enclosure type. It is 480V AC/650V DC</p> | 100
63308 | 20G1AND415AA0NNNNN | G | <p>This PowerFlex 755 AC drive has 6...8 frames and AC Input w/Precharge, no DC Terminals enclosure type. It is 480V AC/650V DC</p> | 100
63301 | 20G1AND415AN0NNNNN | G | <p>This PowerFlex 755 AC drive has 6...8 frames and AC Input w/Precharge, no DC Terminals enclosure type. It is 480V AC/650V DC</p> | 100
63229 | 20G1AND415JA0NNNNN | G | <p>This PowerFlex 755 AC drive has 6...8 frames and AC Input w/Precharge, no DC Terminals enclosure type. It is 480V AC/650V DC</p> | 100
63230 | 20G1AND415JN0NNNNN | G | <p>This PowerFlex 755 AC drive has 6...8 frames and AC Input w/Precharge, no DC Terminals enclosure type. It is 480V AC/650V DC</p> | 100
63307 | 20G1AND477AA0NNNNN | G | <p>This PowerFlex 755 AC drive has 6...8 frames and AC Input w/Precharge, no DC Terminals enclosure type. It is 480V AC/650V DC</p> | 100
63306 | 20G1AND477AN0NNNNN | G | <p>This PowerFlex 755 AC drive has 6...8 frames and AC Input w/Precharge, no DC Terminals enclosure type. It is 480V AC/650V DC</p> | 100
63231 | 20G1AND477JA0NNNNN | G | <p>This PowerFlex 755 AC drive has 6...8 frames and AC Input w/Precharge, no DC Terminals enclosure type. It is 480V AC/650V DC</p> | 100
63232 | 20G1AND477JN0NNNNN | G | <p>This PowerFlex 755 AC drive has 6...8 frames and AC Input w/Precharge, no DC Terminals enclosure type. It is 480V AC/650V DC</p> | 100
63319 | 20G1ANE063AA0NNNNN | G | <p>This PowerFlex 755 AC drive has 6...8 frames and AC Input w/Precharge, no DC Terminals enclosure type. It is 600V AC/725V DC</p> |  | 3
63300 | 20G1ANE144AA0NNNNN | G | <p>This PowerFlex 755 AC drive has 6...8 frames and AC Input w/Precharge, no DC Terminals enclosure type. It is 600V AC/725V DC</p> | 100
26745 | 22A-A1P4N103 | G | Allen Bradley PowerFlex 4 Drive with 200-240V AC Power, Single-Phase (50/60 Hz, No Brake) 0.2 kW, 0.25 HP, 1.4 A, and IP20, NEMA/UL Type Open | 100
26741 | 22A-A1P4N113 | G | Allen Bradley PowerFlex 4 Drive with 200-240V AC Power, Single-Phase (50/60 Hz, No Brake) 0.2 kW, 0.25 HP, 1.4 A, and IP20, NEMA/UL Type Open |  | 2
26739 | 22A-A1P5F104 | G | Allen Bradley PowerFlex 4 Drive with 200-240V AC Power, Single-Phase (50/60 Hz) 0.2 kW, 0.25 HP, 1.5 A, and IP20 Flange Mount
26740 | 22A-A1P5H204 | G | Allen Bradley PowerFlex 4 Drive with 200-240V AC Power, Single-Phase (50/60 Hz) 0.2 kW, 0.25 HP, 1.5 A, and IP20 Plate Drive
26737 | 22A-A1P5N104 | G | Allen Bradley PowerFlex 4 Drive with 200-240V AC Power, Single-Phase (50/60 Hz) 0.2 kW, 0.25 HP, 1.5 A, and IP20, NEMA/UL Type Open | 100
26738 | 22A-A1P5N114 | G | Allen Bradley PowerFlex 4 Drive with 200-240V AC Power, Single-Phase (50/60 Hz) 0.2 kW, 0.25 HP, 1.5 A, and IP20, NEMA/UL Type Open | 95.5882
26735 | 22A-A2P1N103 | G | Allen Bradley PowerFlex 4 Drive with 200-240V AC Power, Single-Phase (50/60 Hz, No Brake) 0.4 kW, 0.5 HP, 2.1 A, and IP20, NEMA/UL Type Open | 97.5089
26743 | 22A-A2P1N113 | G | Allen Bradley PowerFlex 4 Drive with 200-240V AC Power, Single-Phase (50/60 Hz, No Brake) 0.4 kW, 0.5 HP, 2.1 A, and IP20, NEMA/UL Type Open | 100
26736 | 22A-A2P3F104 | G | Allen Bradley PowerFlex 4 Drive with 200-240V AC Power, Single-Phase (50/60 Hz) 0.4 kW, 0.5 HP, 2.3 A, and IP20 Flange Mount
26742 | 22A-A2P3N114 | G | Allen Bradley PowerFlex 4 Drive with 200-240V AC Power, Single-Phase (50/60 Hz) 0.4 kW, 0.5 HP, 2.3 A, and IP20, NEMA/UL Type Open | 97.318
26732 | 22A-A3P6N113 | G | Allen Bradley PowerFlex 4 Drive with 200-240V AC Power, Single-Phase (50/60 Hz, No Brake) 0.75 kW, 1 HP, 3.6 A, and IP20, NEMA/UL Type Open | 96.0573
26731 | 22A-A4P5F104 | G | Allen Bradley PowerFlex 4 Drive with 200-240V AC Power, Single-Phase (50/60 Hz) 0.75 kW, 1 HP, 4.5 A, and IP20 Flange Mount
26730 | 22A-A4P5H204 | G | Allen Bradley PowerFlex 4 Drive with 200-240V AC Power, Single-Phase (50/60 Hz) 0.75 kW, 1 HP, 4.5 A, and IP20 Plate Drive
26729 | 22A-A4P5N104 | G | The Allen-Bradley 22A-A4P5N104 is a PowerFlex 4 Variable Frequency Drive (VFD). This VFD is powered with an input voltage range of 180-265 VAC, 1-phase with applicable motor output of 4.5 A and Power of 0.75W (1.0 HP). | 96.5517
26726 | 22A-A6P8N103 | G | The Allen-Bradley 22A-A6P8N103 is a PowerFlex 4 Variable Frequency Drive (VFD). This VFD is powered with an input voltage range of 180-265 VAC, 1-phase with applicable motor output of 6.8 A and Power of 1.5kW (2.0 HP). | 96.3303
26727 | 22A-A6P8N113 | G | Allen Bradley PowerFlex 4 Drive with 200-240V AC Power, Single-Phase (50/60 Hz, No Brake) 1.5 kW, 2 HP, 6.8 A, and IP20, NEMA/UL Type Open | 96.7509
26725 | 22A-A8P0F104 | G | Allen Bradley PowerFlex 4 Drive with 200-240V AC Power, Single-Phase (50/60 Hz) 1.5 kW, 2 HP, 8 A, and IP20 Flange Mount
26723 | 22A-A8P0H204 | G | Allen Bradley PowerFlex 4 Drive with 200-240V AC Power, Single-Phase (50/60 Hz) 1.5 kW, 2 HP, 8 A, and IP20 Plate Drive
26721 | 22A-A8P0N114 | G | The Allen-Bradley 22A-A8P0N114 is a PowerFlex 4 Variable Frequency Drive (VFD). This VFD is powered with an input voltage range of 180-265 VAC, 1-phase with applicable motor output of 8.0 A and Power of 1.5kW (2.0 HP). | 97.2477
26722 | 22A-A9P6N103 | G | Allen Bradley PowerFlex 4 Drive with 200-240V AC Power, Single-Phase (50/60 Hz, No Brake) 2.2 kW, 3 HP, 9.6 A, and IP20, NEMA/UL Type Open | 96.7509
26719 | 22A-A9P6N113 | G | <p>Allen Bradley PowerFlex 4 Drive with 200-240V AC Power, Single-Phase (50/60 Hz, No Brake) 2.2 kW, 3 HP, 9.6 A, and IP20, NEMA/UL Type Open</p> | 97.1831
26718 | 22A-B012N104 | G | The 22A-B012N104 is a PowerFlex 4 Adjustable Frequency AC Drive from Allen-Bradley. This drive operates when supplied with voltage of 240VAC, 3-Phase. It delivers output power of 5.5 kW or 7.5 HP. The driveâ€™s output Current is 12.0 Amperes with an IP20 NEMA / Open rated enclosure. | 96.9912
26715 | 22A-B017F104 | G | Allen Bradley PowerFlex 4 Drive with 200-240V AC Power, Three-Phase (50/60 Hz, No Filter) 3.7 kW, 5 HP, 17.5 A, and IP20 Flange Mount | 96.2121
26716 | 22A-B017H204 | G | Allen Bradley PowerFlex 4 Drive with 200-240V AC Power, Three-Phase (50/60 Hz, No Filter) 3.7 kW, 5 HP, 17.5 A, and IP20 Plate Drive | 96.2121
26713 | 22A-B017N104 | G | The Allen-Bradley 22A-B017N104 is a PowerFlex 4 Variable Frequency Drive (VFD). This VFD is powered with an input voltage range of 180-264 VAC, 3-phase with applicable motor output of 17.5 A and Power of 3.75kW (5.0 HP). | 95.4338
26714 | 22A-B1P5F104 | G | Allen Bradley PowerFlex 4 Drive with 200-240V AC Power, Three-Phase (50/60 Hz, No Filter) 0.2 kW, 0.25 HP, 1.5 A, and IP20 Flange Mount | 97.0149
26711 | 22A-B1P5H204 | G | Allen Bradley PowerFlex 4 Drive with 200-240V AC Power, Three-Phase (50/60 Hz, No Filter) 0.2 kW, 0.25 HP, 1.5 A, and IP20 Plate Drive | 97.0149
26709 | 22A-B2P3F104 | G | Allen Bradley PowerFlex 4 Drive with 200-240V AC Power, Three-Phase (50/60 Hz, No Filter) 0.4 kW, 0.5 HP, 2.3 A, and IP20 Flange Mount | 97.3978
26710 | 22A-B2P3H204 | G | Allen Bradley PowerFlex 4 Drive with 200-240V AC Power, Three-Phase (50/60 Hz, No Filter) 0.4 kW, 0.5 HP, 2.3 A, and IP20 Plate Drive | 97.3978
26707 | 22A-B4P5F104 | G | Allen Bradley PowerFlex 4 Drive with 200-240V AC Power, Three-Phase (50/60 Hz, No Filter) 0.75 kW, 1 HP, 4.5 A, and IP20 Flange Mount | 96.9925
26703 | 22A-B4P5H204 | G | Allen Bradley PowerFlex 4 Drive with 200-240V AC Power, Three-Phase (50/60 Hz, No Filter) 0.75 kW, 1 HP, 4.5 A, and IP20 Plate Drive | 96.9925
26704 | 22A-B4P5N104 | G | The Allen-Bradley 22A-B4P5N104 is a PowerFlex 4 Variable Frequency Drive (VFD). This VFD is powered with an input voltage range of 180-264 VAC, 3-phase with applicable motor output of 4.5 A and Power of 0.75kW (1.0 HP). | 98.3982
26706 | 22A-B8P0F104 | G | Allen Bradley PowerFlex 4 Drive with 200-240V AC Power, Three-Phase (50/60 Hz, No Filter) 1.5 kW, 2 HP, 8 A, and IP20 Flange Mount | 96.5779
26705 | 22A-B8P0H204 | G | Allen Bradley PowerFlex 4 Drive with 200-240V AC Power, Three-Phase (50/60 Hz, No Filter) 1.5 kW, 2 HP, 8 A, and IP20 Plate Drive | 96.5517
26701 | 22A-B8P0N104 | G | The Allen-Bradley 22A-B8P0N104 is a PowerFlex 4 Variable Frequency Drive (VFD). This VFD is powered with an input voltage range of 180-264 VAC, 3-phase with applicable motor output of 8.0 A and Power of 1.5kW (2.0 HP). | 98.1651
26702 | 22A-D1P4F104 | G | Allen Bradley PowerFlex 4 Drive with 380-480V AC Power, Three-Phase (50/60 Hz, No Filter) 0.4 kW, 0.5 HP, 1.4 A, and IP20 Flange Mount | 96.2687
26699 | 22A-D1P4H204 | G | Allen Bradley PowerFlex 4 Drive with 380-480V AC Power, Three-Phase (50/60 Hz, No Filter) 0.4 kW, 0.5 HP, 1.4 A, and IP20 Plate Drive | 96.2687
26698 | 22A-D2P3F104 | G | Allen Bradley PowerFlex 4 Drive with 380-480V AC Power, Three-Phase (50/60 Hz, No Filter) 0.75 kW, 1 HP, 2.3 A, and IP20 Flange Mount | 96.2406
26697 | 22A-D2P3H204 | G | Allen Bradley PowerFlex 4 Drive with 380-480V AC Power, Three-Phase (50/60 Hz, No Filter) 0.75 kW, 1 HP, 2.3 A, and IP20 Plate Drive | 96.2406
26696 | 22A-D4P0F104 | G | Allen Bradley PowerFlex 4 Drive with 380-480V AC Power, Three-Phase (50/60 Hz, No Filter) 1.5 kW, 2 HP, 4 A, and IP20 Flange Mount | 96.9231
26695 | 22A-D4P0H204 | G | Allen Bradley PowerFlex 4 Drive with 380-480V AC Power, Three-Phase (50/60 Hz, No Filter) 1.5 kW, 2 HP, 4 A, and IP20 Plate Drive | 96.9231
26694 | 22A-D4P0N104 | G | The Allen-Bradley 22A-D4P0N104 is a PowerFlex 4 Variable Frequency Drive (VFD). This VFD is powered with an input voltage range of 342-528 VAC, 3-phase with applicable motor output of 4.0 A and Power of 1.5kW (2.0 HP). | 97.0252
26693 | 22A-D6P0F104 | G | Allen Bradley PowerFlex 4 Drive with 380-480V AC Power, Three-Phase (50/60 Hz, No Filter) 2.2 kW, 3 HP, 6 A, and IP20 Flange Mount | 96.9231
26692 | 22A-D6P0H204 | G | Allen Bradley PowerFlex 4 Drive with 380-480V AC Power, Three-Phase (50/60 Hz, No Filter) 2.2 kW, 3 HP, 6 A, and IP20 Plate Drive | 96.9231
26691 | 22A-D6P0N104 | G | The Allen-Bradley 22A-D6P0N104 is a PowerFlex 4 Variable Frequency Drive (VFD). This VFD is powered with an input voltage range of 342-528 VAC, 3-phase with applicable motor output of 6.0 A and Power of 2.2 kW (3.0 HP). | 97.4828
26690 | 22A-D8P7F104 | G | Allen Bradley PowerFlex 4 Drive with 380-480V AC Power, Three-Phase (50/60 Hz, No Filter) 3.7 kW, 5 HP, 8.7 A, and IP20 Flange Mount | 96.6038
26689 | 22A-D8P7H204 | G | Allen Bradley PowerFlex 4 Drive with 380-480V AC Power, Three-Phase (50/60 Hz, No Filter) 3.7 kW, 5 HP, 8.7 A, and IP20 Plate Drive | 96.6038
26688 | 22A-D8P7N104 | G | The Allen-Bradley 22A-D8P7N104 is a PowerFlex 4 Variable Frequency Drive (VFD). This VFD is powered with an input voltage range of 342-528 VAC, 3-phase with applicable motor output of 8.7 A and Power of 3.7 kW (5.0 HP). | 96.8037
26687 | 22A-V1P5F104 | G | Allen Bradley PowerFlex 4 Drive with 100-120V AC Power, Single-Phase (50/60 Hz, No Filter) 0.2 kW, 0.25 HP, 1.5 A, and IP20 Flange Mount | 95.9108
26686 | 22A-V1P5H204 | G | Allen Bradley PowerFlex 4 Drive with 100-120V AC Power, Single-Phase (50/60 Hz, No Filter) 0.2 kW, 0.25 HP, 1.5 A, and IP20 Plate Drive | 95.9108
26685 | 22A-V1P5N104 | G | Allen Bradley PowerFlex 4 Drive with 100-120V AC Power, Single-Phase (50/60 Hz, No Filter) 0.2 kW, 0.25 HP, 1.5 A, and IP20, NEMA/UL Type Open | 95.4064
26684 | 22A-V2P3F104 | G | Allen Bradley PowerFlex 4 Drive with 100-120V AC Power, Single-Phase (50/60 Hz, No Filter) 0.4 kW, 0.5 HP, 2.3 A, and IP20 Flange Mount | 97.0588
26683 | 22A-V2P3H204 | G | Allen Bradley PowerFlex 4 Drive with 100-120V AC Power, Single-Phase (50/60 Hz, No Filter) 0.4 kW, 0.5 HP, 2.3 A, and IP20 Plate Drive | 97.0588
26681 | 22A-V4P5F104 | G | Allen Bradley PowerFlex 4 Drive with 100-120V AC Power, Single-Phase (50/60 Hz, No Filter) 0.75 kW, 1 HP, 4.5 A, and IP20 Flange Mount | 96.2963
26680 | 22A-V4P5H204 | G | Allen Bradley PowerFlex 4 Drive with 100-120V AC Power, Single-Phase (50/60 Hz, No Filter) 0.75 kW, 1 HP, 4.5 A, and IP20 Plate Drive | 96.2963
26679 | 22A-V4P5N104 | G | The Allen-Bradley 22A-V4P5N104 is a PowerFlex 4 Variable Frequency Drive (VFD). This VFD is powered with an input voltage range of 90-132 VAC, 1-phase with applicable motor output of 2.3 A and Power of 0.75 kW (1.0 HP). | 96.5675
60863 | 22B-A012F104 | G | The Allen-Bradley 22B-A012F104 AC Drive operates with a 240AC Volts Voltage and 12.0 A. It has 3 Horsepower and a Flange Mount - IP20, NEMA/UL Type Open Enclosure. | 95.4407
60862 | 22B-A012H204 | G | The Allen-Bradley 22B-A012H204 AC Drive operates with a 240AC Volts Voltage and 12.0 A. It has 3 Horsepower and a Replacement Plate Drive - IP20, NEMA/UL Type Open (Without Heatsink) Enclosure. | 96.144
60861 | 22B-A012N104 | G | The Allen-Bradley 22B-A012N104 AC Drive operates with a 240AC Volts Voltage and 12.0 A. It has 3 Horsepower and a Panel Mount - IP20, NEMA/UL Type Open Enclosure. | 97.8593
60860 | 22B-A012N114 | G | The Allen-Bradley 22B-A012N114 AC Drive operates with a 240AC Volts Voltage and 12.0 A. It has 3 Horsepower and a Panel Mount - IP20, NEMA/UL Type Open Enclosure. | 99.3865
60859 | 22B-A2P3C104 | G | The Allen-Bradley 22B-A2P3C104 AC Drive operates with a 240AC Volts Voltage and 2.3 A. It has 0.5 Horsepower and a Panel Mount - IP66, NEMA/UL Type 4X Enclosure. | 95.679
60857 | 22B-A2P3H204 | G | The Allen-Bradley 22B-A2P3H204 AC Drive operates with a 240AC Volts Voltage and 2.3 A. It has 0.5 Horsepower and a Replacement Plate Drive - IP20, NEMA/UL Type Open (Without Heatsink) Enclosure. | 97.1722
60856 | 22B-A2P3N104 | G | The Allen-Bradley 22B-A2P3N104 AC Drive operates with a 240AC Volts Voltage and 2.3 A. It has 0.5 Horsepower and a Panel Mount - IP20, NEMA/UL Type Open Enclosure. | 96.6361
60855 | 22B-A2P3N114 | G | The Allen-Bradley 22B-A2P3N114 AC Drive operates with a 240AC Volts Voltage and 2.3 A. It has 0.5 Horsepower and a Panel Mount - IP20, NEMA/UL Type Open Enclosure. | 99.3902
60854 | 22B-A5P0C104 | G | The Allen-Bradley 22B-A5P0C104 AC Drive operates with a 240AC Volts Voltage and 5.0 A. It has 1 Horsepower and a Panel Mount - IP66, NEMA/UL Type 4X Enclosure. | 96.8944
60852 | 22B-A5P0F104 | G | The Allen-Bradley 22B-A5P0F104 AC Drive operates with a 240AC Volts Voltage and 5.0 A. It has 1 Horsepower and a Flange Mount - IP20, NEMA/UL Type Open Enclosure. | 97.2477
60853 | 22B-A5P0H204 | G | The Allen-Bradley 22B-A5P0H204 AC Drive operates with a 240AC Volts Voltage and 5.0 A. It has 1 Horsepower and a Replacement Plate Drive - IP20, NEMA/UL Type Open (Without Heatsink) Enclosure. | 97.6744
60850 | 22B-A5P0N114 | G | The Allen-Bradley 22B-A5P0N114 AC Drive operates with a 240AC Volts Voltage and 5.0 A. It has 1 Horsepower and a Panel Mount - IP20, NEMA/UL Type Open Enclosure. | 97.2308
60849 | 22B-A8P0C104 | G | The Allen-Bradley 22B-A8P0C104 AC Drive operates with a 240AC Volts Voltage and 8.0 A. It has 2 Horsepower and a Panel Mount - IP66, NEMA/UL Type 4X Enclosure. | 98.125
60848 | 22B-A8P0F104 | G | The Allen-Bradley 22B-A8P0F104 AC Drive operates with a 240AC Volts Voltage and 8.0 A. It has 2 Horsepower and a Flange Mount - IP20, NEMA/UL Type Open Enclosure. | 98.1595
60847 | 22B-A8P0H204 | G | The Allen-Bradley 22B-A8P0H204 AC Drive operates with a 240AC Volts Voltage and 8.0 A. It has 2 Horsepower and a Replacement Plate Drive - IP20, NEMA/UL Type Open (Without Heatsink) Enclosure. | 98.4456
60846 | 22B-A8P0N104 | G | The Allen-Bradley 22B-A8P0N104 AC Drive operates with a 240AC Volts Voltage and 8.0 A. It has 2 Horsepower and a Panel Mount - IP20, NEMA/UL Type Open Enclosure. | 97.8462
60845 | 22B-A8P0N114 | G | The Allen-Bradley 22B-A8P0N114 AC Drive operates with a 240AC Volts Voltage and 8.0 A. It has 2 Horsepower and a Panel Mount - IP20, NEMA/UL Type Open Enclosure. | 99.3827
60844 | 22B-B012C104 | G | The Allen-Bradley 22B-B012C104 AC Drive operates with a 240AC Volts Voltage and 12.0 A. It has 3 Horsepower and a Panel Mount - IP66, NEMA/UL Type 4X Enclosure. | 96.5732
60843 | 22B-B012F104 | G | The Allen-Bradley 22B-B012F104 AC Drive operates with a 240AC Volts Voltage and 12.0 A. It has 3 Horsepower and a Flange Mount - IP20, NEMA/UL Type Open Enclosure. | 99.3902
60842 | 22B-B012H204 | G | The Allen-Bradley 22B-B012H204 AC Drive operates with a 240AC Volts Voltage and 12.0 A. It has 3 Horsepower and a Replacement Plate Drive - IP20, NEMA/UL Type Open (Without Heatsink) Enclosure. | 99.4845
60840 | 22B-B017C104 | G | The Allen-Bradley 22B-B017C104 AC Drive operates with a 240AC Volts Voltage and 17.0 A. It has 5 Horsepower and a Panel Mount - IP66, NEMA/UL Type 4X Enclosure. | 98.1366
60839 | 22B-B017F104 | G | The Allen-Bradley 22B-B017F104 AC Drive operates with a 240AC Volts Voltage and 17.0 A. It has 5 Horsepower and a Flange Mount - IP20, NEMA/UL Type Open Enclosure. | 98.1707
60838 | 22B-B017H204 | G | The Allen-Bradley 22B-B017H204 AC Drive operates with a 240AC Volts Voltage and 17.0 A. It has 5 Horsepower and a Replacement Plate Drive - IP20, NEMA/UL Type Open (Without Heatsink) Enclosure. | 98.4536
60836 | 22B-B024F104 | G | The Allen-Bradley 22B-B024F104 AC Drive operates with a 240AC Volts Voltage and 24.0 A. It has 7.5 Horsepower and a Flange Mount - IP20, NEMA/UL Type Open Enclosure. | 97.5758
60835 | 22B-B024H204 | G | The Allen-Bradley 22B-B024H204 AC Drive operates with a 240AC Volts Voltage and 24.0 A. It has 7.5 Horsepower and a Replacement Plate Drive - IP20, NEMA/UL Type Open (Without Heatsink) Enclosure. | 97.9487
60834 | 22B-B024N104 | G | The Allen-Bradley 22B-B024N104 AC Drive operates with a 240AC Volts Voltage and 24.0 A. It has 7.5 Horsepower and a Panel Mount - IP20, NEMA/UL Type Open Enclosure. | 97.8852
60833 | 22B-B033F104 | G | The Allen-Bradley 22B-B033F104 AC Drive operates with a 240AC Volts Voltage and 33.0 A. It has 10 Horsepower and a Flange Mount - IP20, NEMA/UL Type Open Enclosure. | 96.9512
60832 | 22B-B033H204 | G | The Allen-Bradley 22B-B033H204 AC Drive operates with a 240AC Volts Voltage and 33.0 A. It has 10 Horsepower and a Replacement Plate Drive - IP20, NEMA/UL Type Open (Without Heatsink) Enclosure. | 97.4227
60830 | 22B-B2P3C104 | G | The Allen-Bradley 22B-B2P3C104 AC Drive operates with a 240AC Volts Voltage and 2.3 A. It has 0.5 Horsepower and a Panel Mount - IP66, NEMA/UL Type 4X Enclosure. | 99.3827
60829 | 22B-B2P3F104 | G | The Allen-Bradley 22B-B2P3F104 AC Drive operates with a 240AC Volts Voltage and 2.3 A. It has 0.5 Horsepower and a Flange Mount - IP20, NEMA/UL Type Open Enclosure. | 97.281
60828 | 22B-B2P3H204 | G | The Allen-Bradley 22B-B2P3H204 AC Drive operates with a 240AC Volts Voltage and 2.3 A. It has 0.5 Horsepower and a Replacement Plate Drive - IP20, NEMA/UL Type Open (Without Heatsink) Enclosure. | 99.4872
60827 | 22B-B2P3N104 | G | The Allen-Bradley 22B-B2P3N104 is a PowerFlex 40 Variable Frequency Drive (VFD). This VFD is powered with an input voltage rating of 200-20VAC VAC, 3-phase with applicable motor output of 2.3 A and Power of 0.75 kW (1.0 HP). | 96.861
60826 | 22B-B5P0C104 | G | The Allen-Bradley 22B-B5P0C104 AC Drive operates with a 240AC Volts Voltage and 5.0 A. It has 1 Horsepower and a Panel Mount - IP66, NEMA/UL Type 4X Enclosure. | 99.375
60825 | 22B-B5P0F104 | G | The Allen-Bradley 22B-B5P0F104 AC Drive operates with a 240AC Volts Voltage and 5.0 A. It has 1 Horsepower and a Flange Mount - IP20, NEMA/UL Type Open Enclosure. | 99.3865
60824 | 22B-B5P0H204 | G | The Allen-Bradley 22B-B5P0H204 AC Drive operates with a 240AC Volts Voltage and 5.0 A. It has 1 Horsepower and a Replacement Plate Drive - IP20, NEMA/UL Type Open (Without Heatsink) Enclosure. | 99.4819
60823 | 22B-B5P0N104 | G | The Allen-Bradley 22B-B5P0N104 is a PowerFlex 40 Variable Frequency Drive (VFD). This VFD is powered with an input voltage rating of 200-20VAC, 3-phase with applicable motor output of 2.3 A and Power of 0.75 kW (1.0 HP). | 98.1982
60822 | 22B-B8P0C104 | G | The Allen-Bradley 22B-B8P0C104 AC Drive operates with a 240AC Volts Voltage and 8.0 A. It has 2 Horsepower and a Panel Mount - IP66, NEMA/UL Type 4X Enclosure. | 99.375
60821 | 22B-B8P0F104 | G | The Allen-Bradley 22B-B8P0F104 AC Drive operates with a 240AC Volts Voltage and 8.0 A. It has 2 Horsepower and a Flange Mount - IP20, NEMA/UL Type Open Enclosure. | 99.3865
60820 | 22B-B8P0H204 | G | The Allen-Bradley 22B-B8P0H204 AC Drive operates with a 240AC Volts Voltage and 8.0 A. It has 2 Horsepower and a Replacement Plate Drive - IP20, NEMA/UL Type Open (Without Heatsink) Enclosure. | 99.4819
60819 | 22B-B8P0N104 | G | The Allen-Bradley 22B-B8P0N104 AC Drive operates with a 240AC Volts Voltage and 8.0 A. It has 2 Horsepower and a Panel Mount - IP20, NEMA/UL Type Open Enclosure. | 99.3827
60818 | 22B-D010C104 | G | The Allen-Bradley 22B-D010C104 is a PowerFlex 40 Adjustable Frequency AC Drive. This drive features an input voltage of 480VAC, 3-phase and delivers output voltage of 0-480VAC, output current of 10.5 A and output Power of 4.0kW (5.0 HP). This drive is capable of Sensorless Vector Control with integral RS485 communication interface. | 97.2973
60817 | 22B-D010F104 | G | The Allen-Bradley 22B-D010F104 AC Drive operates with a 480AC Volts Voltage and 10.0 A. It has 5 Horsepower and a Flange Mount - IP20, NEMA/UL Type Open Enclosure. | 97.561
60816 | 22B-D010H204 | G | The Allen-Bradley 22B-D010H204 AC Drive operates with a 480AC Volts Voltage and 10.0 A. It has 5 Horsepower and a Replacement Plate Drive - IP20, NEMA/UL Type Open (Without Heatsink) Enclosure. | 97.9381
60815 | 22B-D010N104 | G | The Allen-Bradley 22B-D010N104 is a PowerFlex 4 Variable Frequency Drive (VFD). This VFD is powered with an input voltage rating of 342-528, 3-phase with applicable motor output of 10.5 A and Power of 4.0 kW (5.0 HP). | 96.789
60814 | 22B-D012F104 | G | The Allen-Bradley 22B-D012F104 AC Drive operates with a 480AC Volts Voltage and 12.0 A. It has 7.5 Horsepower and a Flange Mount - IP20, NEMA/UL Type Open Enclosure. | 98.1818
60813 | 22B-D012H204 | G | The Allen-Bradley 22B-D012H204 AC Drive operates with a 480AC Volts Voltage and 12.0 A. It has 7.5 Horsepower and a Replacement Plate Drive - IP20, NEMA/UL Type Open (Without Heatsink) Enclosure. | 98.4615
60811 | 22B-D017F104 | G | The Allen-Bradley 22B-D017F104 AC Drive operates with a 480AC Volts Voltage and 17.0 A. It has 10 Horsepower and a Flange Mount - IP20, NEMA/UL Type Open Enclosure. | 97.8723
60810 | 22B-D017H204 | G | The Allen-Bradley 22B-D017H204 AC Drive operates with a 480AC Volts Voltage and 17.0 A. It has 10 Horsepower and a Replacement Plate Drive - IP20, NEMA/UL Type Open (Without Heatsink) Enclosure. | 98.2005
60808 | 22B-D024F104 | G | The Allen-Bradley 22B-D024F104 AC Drive operates with a 480V AC Voltage and 24.0 A. It has 15 Horsepower and a Flange Mount - IP20, NEMA/UL Type Open Enclosure. | 95.4128
60807 | 22B-D024H204 | G | The Allen-Bradley 22B-D024H204 AC Drive operates with a 480V AC Voltage and 24.0 A. It has 15 Horsepower and a Replacement Plate Drive - IP20, NEMA/UL Type Open (Without Heatsink) Enclosure. | 96.124
60806 | 22B-D024N104 | G | The Allen-Bradley 22B-D024N104 is a PowerFlex 40 Variable Frequency Drive (VFD). This VFD is powered with an input voltage rating of 342-528, 3-phase with applicable motor output of 24.0 A and Power of 11.0 kW (15.0 HP). | 96.5831
60805 | 22B-D1P4C104 | G | The Allen-Bradley 22B-D1P4C104 AC Drive operates with a 480AC Volts Voltage and 1.4 A. It has 0.5 Horsepower and a Panel Mount - IP66, NEMA/UL Type 4X Enclosure. | 96.2963
60804 | 22B-D1P4F104 | G | The Allen-Bradley 22B-D1P4F104 AC Drive operates with a 480AC Volts Voltage and 1.4 A. It has 0.5 Horsepower and a Flange Mount - IP20, NEMA/UL Type Open Enclosure. | 97.281
60803 | 22B-D1P4H204 | G | The Allen-Bradley 22B-D1P4H204 AC Drive operates with a 480AC Volts Voltage and 1.4 A. It has 0.5 Horsepower and a Replacement Plate Drive - IP20, NEMA/UL Type Open (Without Heatsink) Enclosure. | 97.6982
60802 | 22B-D1P4N104 | G | The Allen-Bradley 22B-D1P4N104 is a PowerFlex 40 Adjustable Frequency AC Drive. This drive has a supply voltage requirement of 342-528 VAC, 3-phase. It has an output power output rating of 0.4 kW or 0.5 HP and Current of 1.4 Amperes. | 97.2163
60799 | 22B-D2P3H204 | G | <p>The Allen-Bradley 22B-D2P3H204 AC Drive operates with a 480AC Volts Voltage and 2.3 A. It has 1 Horsepower and a Replacement Plate Drive - IP20, NEMA/UL Type Open (Without Heatsink) Enclosure.</p> | 95.6962
60798 | 22B-D2P3N104 | G | The Allen-Bradley 22B-D2P3N104 is a PowerFlex 40 Variable Frequency Drive (VFD). This VFD is powered with an input voltage rating of 342-528, 3-phase with applicable motor output of 2.3 A and Power of 0.75 kW (1.0 HP). | 96.8037
60797 | 22B-D4P0C104 | G | <p>The Allen-Bradley 22B-D4P0C104 AC Drive operates with a 480AC Volts Voltage and 4.0 A. It has 2 Horsepower and a Panel Mount - IP66, NEMA/UL Type 4X Enclosure.</p> | 97.006
60795 | 22B-D4P0H204 | G | <p>The Allen-Bradley 22B-D4P0H204 AC Drive operates with a 480AC Volts Voltage and 4.0 A. It has 2 Horsepower and a Replacement Plate Drive - IP20, NEMA/UL Type Open (Without Heatsink) Enclosure.</p> | 97.5
60793 | 22B-D6P0C104 | G | <p>The Allen-Bradley 22B-D6P0C104 AC Drive operates with a 480AC Volts Voltage and 6.0 A. It has 3 Horsepower and a Panel Mount - IP66, NEMA/UL Type 4X Enclosure.</p> | 98.2036
60792 | 22B-D6P0F104 | G | The Allen-Bradley 22B-D6P0F104 AC Drive operates with a 480AC Volts Voltage and 6.0 A. It has 3 Horsepower and a Flange Mount - IP20, NEMA/UL Type Open Enclosure. | 97.2477
60791 | 22B-D6P0H204 | G | <p>The Allen-Bradley 22B-D6P0H204 AC Drive operates with a 480AC Volts Voltage and 6.0 A. It has 3 Horsepower and a Replacement Plate Drive - IP20, NEMA/UL Type Open (Without Heatsink) Enclosure.</p> | 98.5
60790 | 22B-D6P0N104 | G | The Allen-Bradley 22B-D6P0N104 is a PowerFlex 40 Variable Frequency Drive (VFD). This VFD is powered with an input voltage rating of 342-528, 3-phase with applicable motor output of 6.0 A and Power of 2.2 kW (3.0 HP). | 96.789
60789 | 22B-E012F104 | G | The Allen-Bradley 22B-E012F104 AC Drive operates with a 600AC Volts Voltage and 12.0 A. It has 10 Horsepower and a Flange Mount - IP20, NEMA/UL Type Open Enclosure. | 97.2644
60788 | 22B-E012H204 | G | The Allen-Bradley 22B-E012H204 AC Drive operates with a 600AC Volts Voltage and 12.0 A. It has 10 Horsepower and a Replacement Plate Drive - IP20, NEMA/UL Type Open (Without Heatsink) Enclosure. | 97.6864
60787 | 22B-E012N104 | G | The Allen-Bradley 22B-E012N104 is a PowerFlex 40 Variable Frequency Drive (VFD). This VFD is powered with an input voltage rating of 414-660VAC, 3-phase with applicable motor output of 12.2 A and Power of 7.5 kW (10.0 HP). | 95.2381
60786 | 22B-E019F104 | G | The Allen-Bradley 22B-E019F104 AC Drive operates with a 600AC Volts Voltage and 19.0 A. It has 15 Horsepower and a Flange Mount - IP20, NEMA/UL Type Open Enclosure. | 98.1818
60785 | 22B-E019H204 | G | The Allen-Bradley 22B-E019H204 AC Drive operates with a 600AC Volts Voltage and 19.0 A. It has 15 Horsepower and a Replacement Plate Drive - IP20, NEMA/UL Type Open (Without Heatsink) Enclosure. | 98.4615
60784 | 22B-E019N104 | G | The Allen-Bradley 22B-E019N104 AC Drive operates with a 600AC Volts Voltage and 19.0 A. It has 15 Horsepower and a Panel Mount - IP20, NEMA/UL Type Open Enclosure. | 97.8723
60783 | 22B-E1P7C104 | G | The Allen-Bradley 22B-E1P7C104 AC Drive operates with a 600AC Volts Voltage and 1.7 A. It has 1 Horsepower and a Panel Mount - IP66, NEMA/UL Type 4X Enclosure. | 95.9502
60782 | 22B-E1P7F104 | G | The Allen-Bradley 22B-E1P7F104 AC Drive operates with a 600AC Volts Voltage and 1.7 A. It has 1 Horsepower and a Flange Mount - IP20, NEMA/UL Type Open Enclosure. | 97.561
60781 | 22B-E1P7H204 | G | The Allen-Bradley 22B-E1P7H204 AC Drive operates with a 600AC Volts Voltage and 1.7 A. It has 1 Horsepower and a Replacement Plate Drive - IP20, NEMA/UL Type Open (Without Heatsink) Enclosure. | 97.9381
60780 | 22B-E1P7N104 | G | The Allen-Bradley 22B-E1P7N104 AC Drive operates with a 600AC Volts Voltage and 1.7 A. It has 1 Horsepower and a Panel Mount - IP20, NEMA/UL Type Open Enclosure. | 97.8462
60779 | 22B-E3P0C104 | G | The Allen-Bradley 22B-E3P0C104 AC Drive operates with a 600AC Volts Voltage and 3.0 A. It has 2 Horsepower and a Panel Mount - IP66, NEMA/UL Type 4X Enclosure. | 96.875
60778 | 22B-E3P0F104 | G | The Allen-Bradley 22B-E3P0F104 AC Drive operates with a 600AC Volts Voltage and 3.0 A. It has 2 Horsepower and a Flange Mount - IP20, NEMA/UL Type Open Enclosure. | 96.9512
60777 | 22B-E3P0H204 | G | The Allen-Bradley 22B-E3P0H204 AC Drive operates with a 600AC Volts Voltage and 3.0 A. It has 2 Horsepower and a Replacement Plate Drive - IP20, NEMA/UL Type Open (Without Heatsink) Enclosure. | 97.4227
60776 | 22B-E3P0N104 | G | The Allen-Bradley 22B-E3P0N104 AC Drive operates with a 600AC Volts Voltage and 3.0 A. It has 2 Horsepower and a Panel Mount - IP20, NEMA/UL Type Open Enclosure. | 97.8462
60775 | 22B-E4P2C104 | G | The Allen-Bradley 22B-E4P2C104 AC Drive operates with a 600AC Volts Voltage and 4.2 A. It has 3 Horsepower and a Panel Mount - IP66, NEMA/UL Type 4X Enclosure. | 96.875
60774 | 22B-E4P2F104 | G | The Allen-Bradley 22B-E4P2F104 AC Drive operates with a 600AC Volts Voltage and 4.2 A. It has 3 Horsepower and a Flange Mount - IP20, NEMA/UL Type Open Enclosure. | 96.9325
60773 | 22B-E4P2H204 | G | The Allen-Bradley 22B-E4P2H204 AC Drive operates with a 600AC Volts Voltage and 4.2 A. It has 3 Horsepower and a Replacement Plate Drive - IP20, NEMA/UL Type Open (Without Heatsink) Enclosure. | 97.4093
60771 | 22B-E6P6C104 | G | The Allen-Bradley 22B-E6P6C104 AC Drive operates with a 600AC Volts Voltage and 6.6 A. It has 5 Horsepower and a Panel Mount - IP66, NEMA/UL Type 4X Enclosure. | 96.875
60770 | 22B-E6P6F104 | G | The Allen-Bradley 22B-E6P6F104 AC Drive operates with a 600AC Volts Voltage and 6.6 A. It has 5 Horsepower and a Flange Mount - IP20, NEMA/UL Type Open Enclosure. | 96.9325
60769 | 22B-E6P6H204 | G | The Allen-Bradley 22B-E6P6H204 AC Drive operates with a 600AC Volts Voltage and 6.6 A. It has 5 Horsepower and a Replacement Plate Drive - IP20, NEMA/UL Type Open (Without Heatsink) Enclosure. | 97.4093
60768 | 22B-E6P6N104 | G | The Allen-Bradley 22B-E6P6N104 AC Drive operates with a 600AC Volts Voltage and 6.6 A. It has 5 Horsepower and a Panel Mount - IP20, NEMA/UL Type Open Enclosure. | 97.8462
60767 | 22B-E9P9F104 | G | The Allen-Bradley 22B-E9P9F104 AC Drive operates with a 600AC Volts Voltage and 9.9 A. It has 7.5 Horsepower and a Flange Mount - IP20, NEMA/UL Type Open Enclosure. | 96.9697
60766 | 22B-E9P9H204 | G | The Allen-Bradley 22B-E9P9H204 AC Drive operates with a 600AC Volts Voltage and 9.9 A. It has 7.5 Horsepower and a Replacement Plate Drive - IP20, NEMA/UL Type Open (Without Heatsink) Enclosure. | 97.4359
60765 | 22B-E9P9N104 | G | The Allen-Bradley 22B-E9P9N104 AC Drive operates with a 600AC Volts Voltage and 9.9 A. It has 7.5 Horsepower and a Panel Mount - IP20, NEMA/UL Type Open Enclosure. | 97.8723
60764 | 22B-V2P3C104 | G | The Allen-Bradley 22B-V2P3C104 AC Drive operates with a 120AC Volts Voltage and 2.3 A. It has 0.5 Horsepower and a Panel Mount - IP66, NEMA/UL Type 4X Enclosure. | 98.7654
60763 | 22B-V2P3F104 | G | The Allen-Bradley 22B-V2P3F104 AC Drive operates with a 120AC Volts Voltage and 2.3 A. It has 0.5 Horsepower and a Flange Mount - IP20, NEMA/UL Type Open Enclosure. | 98.7879
60762 | 22B-V2P3H204 | G | The Allen-Bradley 22B-V2P3H204 AC Drive operates with a 120AC Volts Voltage and 2.3 A. It has 0.5 Horsepower and a Replacement Plate Drive - IP20, NEMA/UL Type Open (Without Heatsink) Enclosure. | 98.9744
60761 | 22B-V2P3N104 | G | The Allen-Bradley 22B-V2P3N104 AC Drive operates with a 120AC Volts Voltage and 2.3 A. It has 0.5 Horsepower and a Panel Mount - IP20, NEMA/UL Type Open Enclosure. | 98.7805
60760 | 22B-V5P0C104 | G | The Allen-Bradley 22B-V5P0C104 AC Drive operates with a 120AC Volts Voltage and 5.0 A. It has 1 Horsepower and a Panel Mount - IP66, NEMA/UL Type 4X Enclosure. | 98.75
60759 | 22B-V5P0F104 | G | The Allen-Bradley 22B-V5P0F104 AC Drive operates with a 120AC Volts Voltage and 5.0 A. It has 1 Horsepower and a Flange Mount - IP20, NEMA/UL Type Open Enclosure. | 98.773
60758 | 22B-V5P0H204 | G | The Allen-Bradley 22B-V5P0H204 AC Drive operates with a 120AC Volts Voltage and 5.0 A. It has 1 Horsepower and a Replacement Plate Drive - IP20, NEMA/UL Type Open (Without Heatsink) Enclosure. | 98.9637
60865 | 22B-V6P0C104 | G | The Allen-Bradley 22B-V6P0C104 AC Drive operates with a 120AC Volts Voltage and 6.0 A. It has 1.5 Horsepower and a Panel Mount - IP66, NEMA/UL Type 4X Enclosure. | 96.319
60866 | 22B-V6P0F104 | G | The Allen-Bradley 22B-V6P0F104 AC Drive operates with a 120AC Volts Voltage and 6.0 A. It has 1.5 Horsepower and a Flange Mount - IP20, NEMA/UL Type Open Enclosure. | 97.8723
12242 | 22C-B012F103 | G | AC Drive 2.2 KW (3 HP) Powerflex 400
12243 | 22C-B012H103 | G | AC Drive 2.2KW Powerflex 400
12244 | 22C-B017F103 | G | AC Drive 3.7 KW (5 HP) Powerflex 400
12245 | 22C-B017H103 | G | AC Drive 3.7 KW (5 HP) Powerflex 400
12246 | 22C-B017N103 | G | AC Drive 3.7 KW (5 HP) Powerflex 400
12247 | 22C-B024H103 | G | AC Drive 5.5 KW (7.5 HP) Powerflex 400
12248 | 22C-B024N103 | G | AC Drive 5.5 KW (7.5 HP) Powerflex 400
12249 | 22C-B033F103 | G | AC Drive 7.5 KW (10 HP) Powerflex 400
12250 | 22C-B033H103 | G | AC Drive 7.5 KW (10 HP) Powerflex 400
12252 | 22C-B049A103 | G | The Allen-Bradley 22C-B049A103 is a PowerFlex 400 Variable Frequency Drive (VFD). This VFD is specifically compatible for industrial fan and pump applications. It is powered with an input voltage range of 180-265VAC, 3-phase with applicable motor output of 49.0 A and Power of 11.0 kW (15.0 HP). | 96.9492
12253 | 22C-B065A103 | G | AC Drive 15 KW (20 HP) Powerflex 400
12254 | 22C-B075A103 | G | AC Drive 18.5 KW (25 HP) Powerflex 400
12255 | 22C-B090A103 | G | AC Drive 22 KW (30 HP) Powerflex 400
12256 | 22C-B120A103 | G | AC Drive 30 KW (40 HP) Powerflex 400
12257 | 22C-B145A103 | G | <p>This PowerFlex 400 is an AC Drive which has 37 KW (50 HP).&nbsp;</p>
12258 | 22C-D010F103 | G | AC Drive 4 KW (5 HP) Powerflex 400
12259 | 22C-D010H103 | G | AC Drive 4KW Powerflex 400
12260 | 22C-D010N103 | G | <p>AC Drive 4 KW (5 HP) Powerflex 400</p>
12261 | 22C-D012F103 | G | AC Drive 5.5 KW (7.5 HP) Powerflex 400
12262 | 22C-D012H103 | G | AC Drive 5.5 KW (7.5 HP) Powerflex 400
12264 | 22C-D017F103 | G | AC Drive 7.5 KW (10 HP) Powerflex 400
12265 | 22C-D017H103 | G | AC Drive 7.5 KW (10 HP) Powerflex 400
12266 | 22C-D017N103 | G | The Allen-Bradley 22C-D017N103 is a PowerFlex 400 Variable Frequency Drive (VFD). This VFD is specifically compatible for industrial fan and pump applications. It is powered with an input voltage range of 342-528VAC, 3-phase with applicable motor output of 17.0 A and Power of 7.5 kW (10.0 HP). | 96.0951
12267 | 22C-D022F103 | G | AC Drive 11 KW (15 HP) Powerflex 400
12268 | 22C-D022H103 | G | AC Drive 11 KW (15 HP) Powerflex 400
12269 | 22C-D022N103 | G | N/A
12270 | 22C-D030F103 | G | AC Drive 15 KW (20 HP) Powerflex 400
12271 | 22C-D030H103 | G | AC Drive 15 KW (20 HP) Powerflex 400
12273 | 22C-D038A103 | G | The Allen-Bradley 22C-D038A103 is a PowerFlex 400 Variable Frequency Drive (VFD). This VFD is specifically compatible for industrial fan and pump applications. It is powered with an input voltage range of 342-528VAC, 3-phase with applicable motor output of 38.0 A and Power of 18.5kW (25.0 HP). | 96.9492
12274 | 22C-D045A103 | G | The 22C-D045A103 is a PowerFlex 400 Adjustable Frequency AC Drive from Allen-Bradley. This drive is specifically designed for fan and pump application. It operates when supplied with voltage of 480VAC, 3-Phase. It delivers output power of 22.0 kW or 30.0 HP. The driveâ€™s output Current is 45.5 Amperes with an IP30, NEMA UL Type 1 enclosure. | 95.4876
12276 | 22C-D072A103 | G | The 22C-D072A103 is a PowerFlex 400 Adjustable Frequency AC Drive from Allen-Bradley. This drive is specifically designed for fan and pump application. It operates when supplied with voltage of 480VAC, 3-Phase. It delivers output power of 37 kW or 50.0 HP. The driveâ€™s output Current is 72.0 Amperes with an IP30, NEMA UL Type 1 enclosure. | 97.3684
12277 | 22C-D088A103 | G | The Allen-Bradley 22C-D088A103 is a PowerFlex 400 Variable Frequency Drive (VFD). This VFD is specifically compatible for industrial fan and pump applications. It is powered with an input voltage range of 342-528VAC, 3-phase with applicable motor output of 88.0 A and Power of 45kW (60.0 HP). | 97.9592
12278 | 22C-D105A103 | G | The 22C-D105A103 is a PowerFlex 400 Adjustable Frequency AC Drive from Allen-Bradley. This drive is specifically designed for fan and pump application. It operates when supplied with voltage of 480VAC, 3-Phase. It delivers output power of 75 kW or 105.0 HP. The driveâ€™s output Current is 105 Amperes with an IP30, NEMA UL Type 1 enclosure. | 97.9472
12280 | 22C-D170A103 | G | The Allen-Bradley 22C-D170A103 is a PowerFlex 400 Variable Frequency Drive (VFD). This VFD is specifically compatible for industrial fan and pump applications. It is powered with an input voltage range of 342-528VAC, 3-phase with applicable motor output of 170.0 A and Power of 90kW (125.0 HP). | 97.6271
12281 | 22C-D208A103 | G | The 22C-D208A103 is a PowerFlex 400 Adjustable Frequency AC Drive from Allen-Bradley. This drive is specifically designed for fan and pump application. It operates when supplied with voltage of 480VAC, 3-Phase. It delivers output power of 110 kW or 150.0 HP. The driveâ€™s output Current is 208 Amperes with an IP30, NEMA UL Type 1 enclosure. | 98.0966
12282 | 22C-D260A103 | G | The 22C-D260A103 is a PowerFlex 400 Adjustable Frequency AC Drive from Allen-Bradley. This drive is specifically designed for fan and pump application. It operates when supplied with voltage of 480VAC, 3-Phase. It delivers output power of 132.0 kW or 200.0 HP. The driveâ€™s output Current is 260 Amperes with an IP30, NEMA UL Type 1 enclosure. | 98.2507
12283 | 22C-D310A103 | G | AC Drive 160 KW (250 HP) Powerflex 400
12284 | 22C-D370A103 | G | AC Drive 200 KW (300 HP) Powerflex 400
12285 | 22C-D460A103 | G | AC Drive 250 KW (350 HP) Powerflex 400
12286 | 22C-D6P0F103 | G | AC Drive 2.2 KW (3 HP) Powerflex 400
12287 | 22C-D6P0H103 | G | AC Drive 2.2KW Powerflex 400
12288 | 22C-D6P0N103 | G | AC Drive 2.2 KW (3 HP) Powerflex 400
12291 | 22D-B012N104 | G | Powerflex 40P, 240 (208)VAC, 3PH, 12 Amps, 3 HP,Frame Size B, Panel Mount IP20 (NEMA Type Open), Display w/ Reset Only, Without CE compliant filter, AC Drive | 98.4227
12292 | 22D-B017F104 | G | Powerflex 40P, 240 (208)VAC, 3PH, 17.5 Amps, 5 HP,Frame Size B, Flange Mount IP20 (NEMA Type Open), Display w/ Reset Only, Without CE compliant filter, AC Drive | 98.125
12293 | 22D-B017H204 | G | Powerflex 40P, 240 (208)VAC, 3PH, 17.5 Amps, 5 HP,Frame Size B, Plate Drive IP20 (NEMA Type Open), Display w/ Reset Only (plate drive), Without CE compliant filter, AC Drive | 98.2659
12294 | 22D-B017N104 | G | Powerflex 40P, 240 (208)VAC, 3PH, 17.5 Amps, 5 HP,Frame Size B, Panel Mount IP20 (NEMA Type Open), Display w/ Reset Only, Without CE compliant filter, AC Drive | 98.4424
12295 | 22D-B024F104 | G | Powerflex 40P, 240 (208)VAC, 3PH, 24 Amps, 7.5 HP,Frame Size C, Flange Mount IP20 (NEMA Type Open), Display w/ Reset Only, Without CE compliant filter, AC Drive | 97.5
12296 | 22D-B024H204 | G | Powerflex 40P, 240 (208)VAC, 3PH, 24 Amps, 7.5 HP,Frame Size C, Plate Drive IP20 (NEMA Type Open), Display w/ Reset Only (plate drive), Without CE compliant filter, AC Drive | 97.6879
12297 | 22D-B024N104 | G | Powerflex 40P, 240 (208)VAC, 3PH, 24 Amps, 7.5 HP,Frame Size C, Panel Mount IP20 (NEMA Type Open), Display w/ Reset Only, Without CE compliant filter, AC Drive | 98.4424
12298 | 22D-B033F104 | G | Powerflex 40P, 240 (208)VAC, 3PH, 33 Amps, 10 HP,Frame Size C, Flange Mount IP20 (NEMA Type Open), Display w/ Reset Only, Without CE compliant filter, AC Drive | 97.1963
12299 | 22D-B033H204 | G | Powerflex 40P, 240 (208)VAC, 3PH, 33 Amps, 10 HP,Frame Size C, Plate Drive IP20 (NEMA Type Open), Display w/ Reset Only (plate drive), Without CE compliant filter, AC Drive | 97.4063
12300 | 22D-B033N104 | G | Powerflex 40P, 240 (208)VAC, 3PH, 33 Amps, 10 HP,Frame Size C, Panel Mount IP20 (NEMA Type Open), Display w/ Reset Only, Without CE compliant filter, AC Drive | 98.4326
12301 | 22D-B2P3F104 | G | Powerflex 40P, 240 (208)VAC, 3PH, 2.3 Amps, 0.5 HP,Frame Size B, Flange Mount IP20 (NEMA Type Open), Display w/ Reset Only, Without CE compliant filter, AC Drive | 97.8328
12302 | 22D-B2P3H204 | G | Powerflex 40P, 240 (208)VAC, 3PH, 2.3 Amps, 0.5 HP,Frame Size B, Plate Drive IP20 (NEMA Type Open), Display w/ Reset Only (plate drive), Without CE compliant filter, AC Drive | 97.9943
12303 | 22D-B2P3N104 | G | Powerflex 40P, 240 (208)VAC, 3PH, 2.3 Amps, 0.5 HP,Frame Size B, Panel Mount IP20 (NEMA Type Open), Display w/ Reset Only, Without CE compliant filter, AC Drive | 98.452
12304 | 22D-B5P0F104 | G | Powerflex 40P, 240 (208)VAC, 3PH, 5 Amps, 1 HP,Frame Size B, Flange Mount IP20 (NEMA Type Open), Display w/ Reset Only, Without CE compliant filter, AC Drive | 98.4326
12305 | 22D-B5P0H204 | G | Powerflex 40P, 240 (208)VAC, 3PH, 5 Amps, 1 HP,Frame Size B, Plate Drive IP20 (NEMA Type Open), Display w/ Reset Only (plate drive), Without CE compliant filter, AC Drive | 98.5507
12306 | 22D-B5P0N104 | G | <p>Powerflex 40P, 240 (208)VAC, 3PH, 5 Amps, 1 HP,Frame Size B, Panel Mount IP20 (NEMA Type Open), Display w/ Reset Only, Without CE compliant filter, AC Drive</p> | 95.679
12307 | 22D-B8P0F104 | G | Powerflex 40P, 240 (208)VAC, 3PH, 8 Amps, 2 HP,Frame Size B, Flange Mount IP20 (NEMA Type Open), Display w/ Reset Only, Without CE compliant filter, AC Drive | 98.7342
12308 | 22D-B8P0H204 | G | Powerflex 40P, 240 (208)VAC, 3PH, 8 Amps, 2 HP,Frame Size B, Plate Drive IP20 (NEMA Type Open), Display w/ Reset Only (plate drive), Without CE compliant filter, AC Drive | 98.8304
12309 | 22D-B8P0N104 | G | Powerflex 40P, 240 (208)VAC, 3PH, 8 Amps, 2 HP,Frame Size B, Panel Mount IP20 (NEMA Type Open), Display w/ Reset Only, Without CE compliant filter, AC Drive | 98.4127
12310 | 22D-D010F104 | G | Powerflex 40P, 480VAC, 3PH, 10.5 Amps, 5 HP,Frame Size B, Flange Mount IP20 (NEMA Type Open), Display w/ Reset Only, Without CE compliant filter, AC Drive | 96.8354
12311 | 22D-D010H204 | G | Powerflex 40P, 480VAC, 3PH, 10.5 Amps, 5 HP,Frame Size B, Plate Drive IP20 (NEMA Type Open), Display w/ Reset Only (plate drive), Without CE compliant filter, AC Drive | 97.076
12313 | 22D-D012F104 | G | Powerflex 40P, 480VAC, 3PH, 12 Amps, 7.5 HP,Frame Size C, Flange Mount IP20 (NEMA Type Open), Display w/ Reset Only, Without CE compliant filter, AC Drive | 97.4194
12314 | 22D-D012H204 | G | Powerflex 40P, 480VAC, 3PH, 12 Amps, 7.5 HP,Frame Size C, Plate Drive IP20 (NEMA Type Open), Display w/ Reset Only (plate drive), Without CE compliant filter, AC Drive | 97.619
12315 | 22D-D012N104 | G | Powerflex 40P, 480VAC, 3PH, 12 Amps, 7.5 HP,Frame Size C, Panel Mount IP20 (NEMA Type Open), Display w/ Reset Only, Without CE compliant filter, AC Drive | 98.3819
12316 | 22D-D017F104 | G | Powerflex 40P, 480VAC, 3PH, 17 Amps, 10 HP,Frame Size C, Flange Mount IP20 (NEMA Type Open), Display w/ Reset Only, Without CE compliant filter, AC Drive | 97.7346
12317 | 22D-D017H204 | G | Powerflex 40P, 480VAC, 3PH, 17 Amps, 10 HP,Frame Size C, Plate Drive IP20 (NEMA Type Open), Display w/ Reset Only (plate drive), Without CE compliant filter, AC Drive | 97.9104
12318 | 22D-D017N104 | G | Powerflex 40P, 480VAC, 3PH, 17 Amps, 10 HP,Frame Size C, Panel Mount IP20 (NEMA Type Open), Display w/ Reset Only, Without CE compliant filter, AC Drive | 98.3713
12319 | 22D-D024F104 | G | Powerflex 40P, 480VAC, 3PH, 24 Amps, 15 HP,Frame Size C, Flange Mount IP20 (NEMA Type Open), Display w/ Reset Only, Without CE compliant filter, AC Drive | 98.3819
12320 | 22D-D024H204 | G | Powerflex 40P, 480VAC, 3PH, 24 Amps, 15 HP,Frame Size C, Plate Drive IP20 (NEMA Type Open), Display w/ Reset Only (plate drive), Without CE compliant filter, AC Drive | 98.5075
12322 | 22D-D1P4F104 | G | Powerflex 40P, 480VAC, 3PH, 1.4 Amps, 0.5 HP,Frame Size B, Flange Mount IP20 (NEMA Type Open), Display w/ Reset Only, Without CE compliant filter, AC Drive | 98.3923
12323 | 22D-D1P4H204 | G | Powerflex 40P, 480VAC, 3PH, 1.4 Amps, 0.5 HP,Frame Size B, Plate Drive IP20 (NEMA Type Open), Display w/ Reset Only (plate drive), Without CE compliant filter, AC Drive | 98.5163
12324 | 22D-D1P4N104 | G | The Allen-Bradley 22D-D1P4N104 is a PowerFlex 40P Variable Frequency Drive (VFD). This VFD is powered with an input voltage range of 342-528VAC, 3-phase with applicable motor output of 1.4 A and Power of 0.4kW (0.5 HP). | 96.5986
12325 | 22D-D2P3F104 | G | Powerflex 40P, 480VAC, 3PH, 2.3 Amps, 1 HP,Frame Size B, Flange Mount IP20 (NEMA Type Open), Display w/ Reset Only, Without CE compliant filter, AC Drive | 98.0519
12326 | 22D-D2P3H204 | G | Powerflex 40P, 480VAC, 3PH, 2.3 Amps, 1 HP,Frame Size B, Plate Drive IP20 (NEMA Type Open), Display w/ Reset Only (plate drive), Without CE compliant filter, AC Drive | 98.2036
12327 | 22D-D2P3N104 | G | The Allen-Bradley 22D-D2P3N104 is a PowerFlex 40P Adjustable Frequency AC Drive. This drive has a voltage rating of 380-480VAC, 3-phase. It has an output power rating of 0.75 kW or 1.0 HP for normal and output Current of 2.3 Amperes. It has an IP20 NEMA / Open rated enclosure, and standard model drive. | 95.8124
12328 | 22D-D4P0F104 | G | Powerflex 40P, 480VAC, 3PH, 4 Amps, 2 HP,Frame Size B, Flange Mount IP20 (NEMA Type Open), Display w/ Reset Only, Without CE compliant filter, AC Drive | 98.0519
12329 | 22D-D4P0H204 | G | Powerflex 40P, 480VAC, 3PH, 4 Amps, 2 HP,Frame Size B, Plate Drive IP20 (NEMA Type Open), Display w/ Reset Only (plate drive), Without CE compliant filter, AC Drive | 98.2036
12330 | 22D-D4P0N104 | G | The Allen-Bradley 22D-D4P0N104 is a PowerFlex 40P Variable Frequency Drive (VFD). This VFD is powered with an input voltage range of 342-528VAC, 3-phase with applicable motor output of 4.0 A and Power of 1.5kW (2.0 HP). | 96.5986
12331 | 22D-D6P0F104 | G | Powerflex 40P, 480VAC, 3PH, 6 Amps, 3 HP,Frame Size B, Flange Mount IP20 (NEMA Type Open), Display w/ Reset Only, Without CE compliant filter, AC Drive | 98.6842
12332 | 22D-D6P0H204 | G | Powerflex 40P, 480VAC, 3PH, 6 Amps, 3 HP,Frame Size B, Plate Drive IP20 (NEMA Type Open), Display w/ Reset Only (plate drive), Without CE compliant filter, AC Drive | 98.7879
12334 | 22D-E012F104 | G | Powerflex 40P, 600VAC, 3PH, 12 Amps, 10 HP,Frame Size C, Flange Mount IP20 (NEMA Type Open), Display w/ Reset Only, Without CE compliant filter, AC Drive | 98.0519
12335 | 22D-E012H204 | G | Powerflex 40P, 600VAC, 3PH, 12 Amps, 10 HP,Frame Size C, Plate Drive IP20 (NEMA Type Open), Display w/ Reset Only (plate drive), Without CE compliant filter, AC Drive | 98.2036
12336 | 22D-E012N104 | G | Powerflex 40P, 600VAC, 3PH, 12 Amps, 10 HP,Frame Size C, Panel Mount IP20 (NEMA Type Open), Display w/ Reset Only, Without CE compliant filter, AC Drive | 98.3713
12337 | 22D-E019F104 | G | Powerflex 40P, 600VAC, 3PH, 19 Amps, 15 HP,Frame Size C, Flange Mount IP20 (NEMA Type Open), Display w/ Reset Only, Without CE compliant filter, AC Drive | 98.7013
12338 | 22D-E019H204 | G | Powerflex 40P, 600VAC, 3PH, 19 Amps, 15 HP,Frame Size C, Plate Drive IP20 (NEMA Type Open), Display w/ Reset Only (plate drive), Without CE compliant filter, AC Drive | 98.8024
12339 | 22D-E019N104 | G | Powerflex 40P, 600VAC, 3PH, 19 Amps, 15 HP,Frame Size C, Panel Mount IP20 (NEMA Type Open), Display w/ Reset Only, Without CE compliant filter, AC Drive | 98.6928
12340 | 22D-E1P7F104 | G | Powerflex 40P, 600VAC, 3PH, 1.7 Amps, 1 HP,Frame Size B, Flange Mount IP20 (NEMA Type Open), Display w/ Reset Only, Without CE compliant filter, AC Drive | 98.0519
12341 | 22D-E1P7H204 | G | Powerflex 40P, 600VAC, 3PH, 1.7 Amps, 1 HP,Frame Size B, Plate Drive IP20 (NEMA Type Open), Display w/ Reset Only (plate drive), Without CE compliant filter, AC Drive | 98.2036
12342 | 22D-E1P7N104 | G | Powerflex 40P, 600VAC, 3PH, 1.7 Amps, 1 HP,Frame Size B, Panel Mount IP20 (NEMA Type Open), Display w/ Reset Only, Without CE compliant filter, AC Drive | 98.3713
12343 | 22D-E3P0F104 | G | Powerflex 40P, 600VAC, 3PH, 3 Amps, 2 HP,Frame Size B, Flange Mount IP20 (NEMA Type Open), Display w/ Reset Only, Without CE compliant filter, AC Drive | 98.0392
12344 | 22D-E3P0H204 | G | Powerflex 40P, 600VAC, 3PH, 3 Amps, 2 HP,Frame Size B, Plate Drive IP20 (NEMA Type Open), Display w/ Reset Only (plate drive), Without CE compliant filter, AC Drive | 98.1928
12345 | 22D-E3P0N104 | G | Powerflex 40P, 600VAC, 3PH, 3 Amps, 2 HP,Frame Size B, Panel Mount IP20 (NEMA Type Open), Display w/ Reset Only, Without CE compliant filter, AC Drive | 98.3498
12346 | 22D-E4P2F104 | G | Powerflex 40P, 600VAC, 3PH, 4.2 Amps, 3 HP,Frame Size B, Flange Mount IP20 (NEMA Type Open), Display w/ Reset Only, Without CE compliant filter, AC Drive | 98.0519
12347 | 22D-E4P2H204 | G | Powerflex 40P, 600VAC, 3PH, 4.2 Amps, 3 HP,Frame Size B, Plate Drive IP20 (NEMA Type Open), Display w/ Reset Only (plate drive), Without CE compliant filter, AC Drive | 98.2036
12348 | 22D-E4P2N104 | G | Powerflex 40P, 600VAC, 3PH, 4.2 Amps, 3 HP,Frame Size B, Panel Mount IP20 (NEMA Type Open), Display w/ Reset Only, Without CE compliant filter, AC Drive | 98.3713
12349 | 22D-E6P6F104 | G | Powerflex 40P, 600VAC, 3PH, 6.6 Amps, 5 HP,Frame Size B, Flange Mount IP20 (NEMA Type Open), Display w/ Reset Only, Without CE compliant filter, AC Drive | 98.0519
12350 | 22D-E6P6H204 | G | Powerflex 40P, 600VAC, 3PH, 6.6 Amps, 5 HP,Frame Size B, Plate Drive IP20 (NEMA Type Open), Display w/ Reset Only (plate drive), Without CE compliant filter, AC Drive | 98.2036
12351 | 22D-E6P6N104 | G | Powerflex 40P, 600VAC, 3PH, 6.6 Amps, 5 HP,Frame Size B, Panel Mount IP20 (NEMA Type Open), Display w/ Reset Only, Without CE compliant filter, AC Drive | 98.3713
12352 | 22D-E9P9F104 | G | Powerflex 40P, 600VAC, 3PH, 9.9 Amps, 7.5 HP,Frame Size C, Flange Mount IP20 (NEMA Type Open), Display w/ Reset Only, Without CE compliant filter, AC Drive | 98.0645
12353 | 22D-E9P9H204 | G | Powerflex 40P, 600VAC, 3PH, 9.9 Amps, 7.5 HP,Frame Size C, Plate Drive IP20 (NEMA Type Open), Display w/ Reset Only (plate drive), Without CE compliant filter, AC Drive | 98.2143
12396 | 22F-A1P6N113 | G | This PowerFlex 4M AC Drive features 240VAC, 1PH, 1.6 Amps, 0.2 kW, 0.25 HP,Frame Size A, IP20 (Open). It also features an LED Display, Fixed Digital Keypad, With Internal CE Compliant Filter, and no brake. | 96.2406
12397 | 22F-A2P5N103 | G | This PowerFlex 4M AC Drive features 240VAC, 1PH, 2.5 Amps, 0.37 kW, 0.5 HP,Frame Size A, IP20 (Open). It also features an LED Display, Fixed Digital Keypad, No CE Compliant Filter, and no brake. | 97.9381
12399 | 22F-A4P2N103 | G | This PowerFlex 4M AC Drive features 240VAC, 1PH, 4.2 Amps, 0.75 kW, 1 HP,Frame Size A, and IP20 (Open). It also features an LED Display, Fixed Digital Keypad, No CE Compliant Filter, and no brake. | 96.4103
12401 | 22F-A8P0N103 | G | This PowerFlex 4M AC Drive features 240VAC, 1PH, 8 Amps, 1.5 kW, 2 HP,Frame Size B, and IP20 (Open). It also features an LED Display, Fixed Digital Keypad, No CE Compliant Filter, and no brake. | 96.9231
12402 | 22F-A8P0N113 | G | This PowerFlex 4M AC Drive features 240VAC, 1PH, 8 Amps, 1.5 kW, 2 HP,Frame Size B, and IP20 (Open). It also features an LED Display, Fixed Digital Keypad, With Internal CE Compliant Filter, and no brake. | 96.2406
12403 | 22F-B012N103 | G | This PowerFlex 4M AC Drive features 240 (208)VAC, 3PH, 12 Amps, 2.2 kW, 3 HP,Frame Size B, and IP20 (Open). It also features an LED Display, Fixed Digital Keypad, No CE Compliant Filter, and no brake. | 95.6962
12404 | 22F-B017N103 | G | This PowerFlex 4M AC Drive features 240 (208)VAC, 3PH, 17 Amps, 3.7 kW, 5 HP,Frame Size B, and IP20 (Open). It also features an LED Display, Fixed Digital Keypad, No CE Compliant Filter, and no brake. | 97.7556
12406 | 22F-B033N104 | G | This PowerFlex 4M AC Drive features 240 (208)VAC, 3PH, 33 Amps, 7.5 kW, 10 HP,Frame Size C, and IP20 (Open). It also features an LED Display, Fixed Digital Keypad, No CE Compliant Filter, and RS485. | 97.2292
12407 | 22F-B1P6N103 | G | This PowerFlex 4M AC Drive features 240 (208)VAC, 3PH, 1.6 Amps, 0.2 kW, 0.25 HP,Frame Size A, and IP20 (Open). It also features an LED Display, Fixed Digital Keypad, No CE Compliant Filter, and no brake. | 97.0297
12408 | 22F-B2P5N103 | G | This PowerFlex 4M AC Drive features 240 (208)VAC, 3PH, 2.5 Amps, 0.37 kW, 0.5 HP,Frame Size A, and IP20 (Open). It also features an LED Display, Fixed Digital Keypad, No CE Compliant Filter, and no brake. | 98.0392
12409 | 22F-B4P2N103 | G | This PowerFlex 4M AC Drive features 240 (208)VAC, 3PH, 4.2 Amps, 0.75 kW, 1 HP,Frame Size A, and IP20 (Open). It also features an LED Display, Fixed Digital Keypad, No CE Compliant Filter, and no brake. | 97.9899
12410 | 22F-B8P0N103 | G | The Allen-Bradley 22F-B8P0N103 is a PowerFlex 4M Variable Frequency Drive (VFD). This VFD is powered with an input voltage range of 180-265VAC, 3-phase with applicable motor output 8.0 A and Power of 1.5kW (2.0 HP). | 95.3917
12411 | 22F-D013N104 | G | This PowerFlex 4M AC Drive features 480VAC, 3PH, 13 Amps, 5.5 kW, 7.5 HP,Frame Size C, and IP20 (Open). It also features an LED Display, Fixed Digital Keypad, No CE Compliant Filter, and RS485. | 96.9388
12412 | 22F-D013N114 | G | This PowerFlex 4M AC Drive features 480VAC, 3PH, 13 Amps, 5.5 kW, 7.5 HP,Frame Size C, and IP20 (Open). It also features an LED Display, Fixed Digital Keypad, With Internal CE Compliant Filter, and RS485. | 96.2217
12414 | 22F-D018N114 | G | This PowerFlex 4M AC Drive features 480VAC, 3PH, 18 Amps, 7.5 kW, 10 HP,Frame Size C, and IP20 (Open). It also features an LED Display, Fixed Digital Keypad, With Internal CE Compliant Filter, and RS485. | 97.7887
12416 | 22F-D024N114 | G | This PowerFlex 4M AC Drive features 480VAC, 3PH, 24 Amps, 11 kW, 15 HP,Frame Size C, and IP20 (Open). It also features an LED Display, Fixed Digital Keypad, With Internal CE Compliant Filter, and RS485. | 97.284
12418 | 22F-D1P5N113 | G | This PowerFlex 4M AC Drive features 480VAC, 3PH, 1.5 Amps, 0.37 kW, 0.5 HP,Frame Size A, and IP20 (Open). It also features an LED Display, Fixed Digital Keypad, With Internal CE Compliant Filter, and no brake. | 96.6184
12419 | 22F-D2P5N103 | G | The Allen-Bradley 22F-D2P5N103 is a PowerFlex 4M Variable Frequency Drive (VFD). This VFD is powered with an input voltage range of 340-528VAC, 3-phase with applicable motor output 2.5 A and Power of 0.75kW (1.0 HP). | 96.0739
12420 | 22F-D2P5N113 | G | This PowerFlex 4M AC Drive features 480VAC, 3PH, 2.5 Amps, 0.75 kW, 1 HP,Frame Size A, and IP20 (Open). It also features an LED Display, Fixed Digital Keypad, With Internal CE Compliant Filter, and no brake. | 98.0769
12422 | 22F-D4P2N113 | G | This PowerFlex 4M AC Drive features 480VAC, 3PH, 4.2 Amps, 1.5 kW, 2 HP,Frame Size A, and IP20 (Open). It also features an LED Display, Fixed Digital Keypad, With Internal CE Compliant Filter, and no brake. | 97.8208
12423 | 22F-D6P0N103 | G | The 22F-D6P0N103 is a PowerFlex 4M Adjustable Frequency AC Drive from Allen-Bradley. This drive operates when supplied with voltage of 480VAC, 3-Phase. It delivers output power of 2.2 kW or 3.0 HP. The driveâ€™s output Current is 6.0 Amperes with an IP20, NEMA UL Type Open enclosure. It has an embedded Human Interface Module (HIM) without an IGBT brake and EMC filter. | 97.7058
12424 | 22F-D6P0N113 | G | This PowerFlex 4M AC Drive features 480VAC, 3PH, 6 Amps, 2.2 kW, 3 HP,Frame Size B, and IP20 (Open). It also features an LED Display, Fixed Digital Keypad, With Internal CE Compliant Filter, and no brake. | 97.0732
12425 | 22F-D8P7N103 | G | The Allen-Bradley 22F-D8P7N103 is a PowerFlex 4M Variable Frequency Drive (VFD). This VFD is powered with an input voltage range of 340-528VAC, 3-phase with applicable motor output 8.7 A and Power of 3.7kW (5.0 HP). | 96.9838
12426 | 22F-D8P7N113 | G | This PowerFlex 4M AC Drive features 480VAC, 3PH, 8.7 Amps, 3.7 kW, 5 HP,Frame Size B, and IP20 (Open). It also features an LED Display, Fixed Digital Keypad, With Internal CE Compliant Filter, and no brake. | 97.561
12428 | 22F-V2P5N103 | G | The Allen-Bradley 22F-V2P5N103 PowerFlex 4M adjustable frequency AC drive. This drive features an input voltage range of 100-120VAC, 1-phase and delivers output voltage of 0-230VAC, 3-Phase, with rated Current of 2.5 A and Power of 0.4 kW (0.5 HP). It has an integral RS485 communication interface. | 98.1575
12429 | 22F-V4P5N103 | G | This PowerFlex 4M AC Drive features 120VAC, 1PH, 4.5 Amps, 0.75 kW, 1 HP,Frame Size B, and IP20 (Open). It also features an LED Display, Fixed Digital Keypad, No CE Compliant Filter, and no brake. | 98.4694
12430 | 22F-V6P0N103 | G | This PowerFlex 4M AC Drive features 120VAC, 1PH, 6 Amps, 1.1 kW, 1.5 HP,Frame Size B, and IP20 (Open). It also features an LED Display, Fixed Digital Keypad, No CE Compliant Filter, and no brake. | 97.1867
15510 | 25A-A011N104 | G | Allen-Bradley PowerFlex 523 AC Drive has One Phase, 240 VAC voltage and 11 Amperes Output
15511 | 25A-A011N114 | G | Allen-Bradley PowerFlex 523 AC Drive has One Phase, 240 VAC voltage and 11 Amperes Output
15512 | 25A-A1P6N104 | G | Allen-Bradley PowerFlex 523 AC Drive has One Phase, 240 VAC voltage and 1.6 Amperes Output
15513 | 25A-A1P6N114 | G | Allen-Bradley PowerFlex 523 AC Drive has One Phase, 240 VAC voltage and 1.6 Amperes Output
15514 | 25A-A2P5N104 | G | Allen-Bradley PowerFlex 523 AC Drive has One Phase, 240 VAC voltage and 2.5 Amperes Output
15515 | 25A-A2P5N114 | G | Allen-Bradley PowerFlex 523 AC Drive has One Phase, 240 VAC voltage and 2.5 Amperes Output
15516 | 25A-A4P8N104 | G | Allen-Bradley PowerFlex 523 AC Drive has One Phase, 240 VAC voltage and 4.8 Amperes Output
15517 | 25A-A4P8N114 | G | Allen-Bradley PowerFlex 523 AC Drive has One Phase, 240 VAC voltage and 4.8 Amperes Output
15518 | 25A-A8P0N104 | G | Allen-Bradley PowerFlex 523 AC Drive has One Phase, 240 VAC voltage and 8 Amperes Output
15519 | 25A-A8P0N114 | G | Allen-Bradley PowerFlex 523 AC Drive has One Phase, 240 VAC voltage and 8 Amperes Output
15520 | 25A-B011N104 | G | Allen-Bradley PowerFlex 523 AC Drive has Three Phase, 240 VAC voltage and 11 Amperes Output
15521 | 25A-B017N104 | G | Allen-Bradley PowerFlex 523 AC Drive has Three Phase, 240 VAC voltage and 17.5 Amperes Output
15522 | 25A-B024N104 | G | Allen-Bradley PowerFlex 523 AC Drive has Three Phase, 240 VAC voltage and 24 Amperes Output
15523 | 25A-B032N104 | G | The Allen-Bradley 25A-B032N104 PowerFlex 523 adjustable frequency AC drive. This drive features an input voltage range of 200-240VAC, 3-phase and delivers output voltage of 0-230VAC, 3-Phase, with rated Current of 32.2 A and Power of 7.5 kW (10 HP) for both normal and heavy duty operation. It has an integral RS485 communication interface. It is capable of Volts / Hertz and Sensorless Vector Control (SVC) method. | 96.4933
15524 | 25A-B048N104 | G | Allen-Bradley PowerFlex 523 AC Drive has Three Phase, 240 VAC voltage and 48.3 Amperes Output
15525 | 25A-B062N104 | G | The Allen-Bradley 25A-B062N104 PowerFlex 523 adjustable frequency AC drive. This drive features an input voltage range of 200-240VAC, 3-phase and delivers output voltage of 0-230VAC, 3-Phase, with rated Current of 62.1 A and Power of 15 kW (20 HP) for normal and 11 kW (15 HP) for heavy duty operation. It has an integral RS485 communication interface. It is capable of Volts / Hertz and Sensorless Vector Control (SVC) method. | 95.0404
15526 | 25A-B1P6N104 | G | Allen-Bradley PowerFlex 523 AC Drive has Three Phase, 240 VAC voltage and 1.6 Amperes Output
15527 | 25A-B2P5N104 | G | <p>Allen-Bradley PowerFlex 523 AC Drive has Three Phase, 240 VAC voltage and 2.5 Amperes Output</p>
15528 | 25A-B5P0N104 | G | The Allen-Bradley 25A-B5P0N104 is a PowerFlex 523 Variable Frequency Drive (VFD). This VFD is powered with an input voltage range of 170-264VAC, 3-phase with applicable motor output 5.0 A and Power of 0.75kW (1.0 HP) for normal duty and Heavy duty operation. | 95.1644
15529 | 25A-B8P0N104 | G | Allen-Bradley PowerFlex 523 AC Drive has Three Phase, 240 VAC voltage and 8.0 Amperes Output
15530 | 25A-D010N104 | G | The Allen-Bradley 25A-D010N104 PowerFlex 523 adjustable frequency AC drive. This drive features an input voltage range of 380-480VAC, 3-phase and delivers output voltage of 0-460VAC, 3-Phase, with rated Current of 10.5 A and Power of 4 kW (5 HP) for both normal and heavy duty operation. It has an integral RS485 communication interface. It is capable of Volts / Hertz and Sensorless Vector Control (SVC) method. | 97.9394
15531 | 25A-D010N114 | G | Allen-Bradley PowerFlex 523 AC Drive has Three Phase, 480 VAC voltage and 10.5 Amperes Output
15532 | 25A-D013N104 | G | The Allen-Bradley 25A-D013N104 is a PowerFlex 523 Variable Frequency Drive (VFD). This VFD is powered with an input voltage range of 323-528VAC, 3-phase with applicable motor output 13.0 A and Power of 5.5kW (7.5 HP) for normal duty and Heavy duty operation. | 97.0986
15533 | 25A-D013N114 | G | Allen-Bradley PowerFlex 523 AC Drive has Three Phase, 480 VAC voltage and 13 Amperes Output
15534 | 25A-D017N104 | G | The 25A-D017N104 is a PowerFlex 523 Adjustable Frequency AC Drive from Allen-Bradley. This drive operates when supplied with voltage of 480VAC, 3-Phase. It delivers output power of 7.5 kW or 10.0 HP for both normal and heavy-duty operation. The driveâ€™s output Current is 17 Amperes with an IP20 NEMA / Open rated enclosure. | 97.8462
15535 | 25A-D017N114 | G | Allen-Bradley PowerFlex 523 AC Drive has Three Phase, 480 VAC voltage and 17 Amperes Output
15536 | 25A-D024N104 | G | Allen-Bradley PowerFlex 523 AC Drive has Three Phase, 480 VAC voltage and 24 Amperes Output
15537 | 25A-D024N114 | G | Allen-Bradley PowerFlex 523 AC Drive has Three Phase, 480 VAC voltage and 24 Amperes Output
15538 | 25A-D030N104 | G | Allen-Bradley PowerFlex 523 AC Drive has Three Phase, 480 VAC voltage and 30 Amperes Output
15539 | 25A-D030N114 | G | Allen-Bradley PowerFlex 523 AC Drive has Three Phase, 480 VAC voltage and 30 Amperes Output
15541 | 25A-D043N114 | G | Allen-Bradley PowerFlex 523 AC Drive has Three Phase, 480 VAC voltage and 43 Amperes Output
15542 | 25A-D1P4N104 | G | Allen-Bradley PowerFlex 523 AC Drive has Three Phase, 480 VAC voltage and 1.4 Amperes Output
15543 | 25A-D1P4N114 | G | Allen-Bradley PowerFlex 523 AC Drive has Three Phase, 480 VAC voltage and 1.4 Amperes Output
15544 | 25A-D2P3N104 | G | The 25A-D2P3N104 is a PowerFlex 523 Adjustable Frequency AC Drive from Allen-Bradley. This drive operates when supplied with voltage of 480VAC, 3-Phase. It delivers output power of 0.75 kW or 1.0 HP for both normal and heavy-duty operation. The driveâ€™s output Current is 2.3 Amperes with an IP20 NEMA / Open rated enclosure. | 98.0031
15545 | 25A-D2P3N114 | G | Allen-Bradley PowerFlex 523 AC Drive has Three Phase, 480 VAC voltage and 2.3 Amperes Output
15547 | 25A-D4P0N114 | G | Allen-Bradley PowerFlex 523 AC Drive has Three Phase, 480 VAC voltage and 4 Amperes Output
15550 | 25A-E012N104 | G | Allen-Bradley PowerFlex 523 AC Drive has Three Phase, 600 VAC voltage and 12 Amperes Output
15551 | 25A-E019N104 | G | Allen-Bradley PowerFlex 523 AC Drive has Three Phase, 600 VAC voltage and 19 Amperes Output
15552 | 25A-E022N104 | G | Allen-Bradley PowerFlex 523 AC Drive has Three Phase, 600 VAC voltage and 22 Amperes Output
15553 | 25A-E027N104 | G | Allen-Bradley PowerFlex 523 AC Drive has Three Phase, 600 VAC voltage and 27 Amperes Output
15554 | 25A-E032N104 | G | Allen-Bradley PowerFlex 523 AC Drive has Three Phase, 600 VAC voltage and 32 Amperes Output
15555 | 25A-E0P9N104 | G | Allen-Bradley PowerFlex 523 AC Drive has Three Phase, 600 VAC voltage and 0.9 Amperes Output
15556 | 25A-E1P7N104 | G | Allen-Bradley PowerFlex 523 AC Drive has Three Phase, 600 VAC voltage and 1.7 Amperes Output
15557 | 25A-E3P0N104 | G | Allen-Bradley PowerFlex 523 AC Drive has Three Phase, 600 VAC voltage and 3 Amperes Output
15558 | 25A-E4P2N104 | G | Allen-Bradley PowerFlex 523 AC Drive has Three Phase, 600 VAC voltage and 4.2 Amperes Output
15559 | 25A-E6P6N104 | G | Allen-Bradley PowerFlex 523 AC Drive has Three Phase, 600 VAC voltage and 6.6 Amperes Output
15560 | 25A-E9P9N104 | G | Allen-Bradley PowerFlex 523 AC Drive has Three Phase, 600 VAC voltage and 9.9 Amperes Output
15561 | 25A-V1P6N104 | G | Allen-Bradley PowerFlex 523 AC Drive has One Phase, 120 VAC voltage and 1.6 Amperes Output
15562 | 25A-V2P5N104 | G | Allen-Bradley PowerFlex 523 AC Drive has One Phase, 120 VAC voltage and 2.5 Amperes Output
15563 | 25A-V4P8N104 | G | Allen-Bradley PowerFlex 523 AC Drive has One Phase, 120 VAC voltage and 4.8 Amperes Output
15564 | 25A-V6P0N104 | G | Allen-Bradley PowerFlex 523 AC Drive has One Phase, 120 VAC voltage and 6 Amperes Output
15459 | 25B-A011N104 | G | Allen Bradley PowerFlex 525 Drive with One Phase, 240VAC voltage and 11 Amperes Output Current
15460 | 25B-A011N114 | G | Allen Bradley PowerFlex 525 Drive with One Phase, 240VAC voltage and 11 Amperes Output Current
15461 | 25B-A2P5N104 | G | The Allen-Bradley 25B-A2P5N104 is a PowerFlex 525 Variable Frequency Drive (VFD). This VFD is powered with an input voltage range of 170-265VAC, 1-phase with applicable motor output 2.5 A and Power of 0.4kW (0.5 HP) for normal duty and Heavy duty operation. | 95.9538
15462 | 25B-A2P5N114 | G | Allen Bradley PowerFlex 525 Drive with One Phase, 240VAC voltage and 2.5 Amperes Output Current
15463 | 25B-A4P8N104 | G | <p>Allen Bradley PowerFlex 525 Drive with One Phase, 240VAC voltage and 4.8 Amperes Output Current</p>
15464 | 25B-A4P8N114 | G | The Allen-Bradley 25B-A4P8N114 is a PowerFlex 525 Adjustable Frequency AC Drive. This drive has a voltage rating of 240VAC, 1-Phase. It has an output power output rating of 0.75 kW or 1.0 HP for normal and heavy-duty operation and output Current of 4.8 Amperes. It has an IP20 NEMA / Open rated enclosure, filtered emission class and standard model drive. | 97.8843
15465 | 25B-A8P0N104 | G | Allen Bradley PowerFlex 525 Drive with One Phase, 240VAC voltage and 8 Amperes Output Current
15466 | 25B-A8P0N114 | G | Allen Bradley PowerFlex 525 Drive with One Phase, 240VAC voltage and 8 Amperes Output Current
15467 | 25B-B011N104 | G | The Allen-Bradley 25B-B011N104 PowerFlex 525 adjustable frequency AC drive. This drive features an input voltage range of 200-240VAC, 3-phase and delivers output voltage of 0-230VAC, 3-Phase, with rated Current of 11.0 A and Power of 2.2 kW (3 HP) for both normal and heavy-duty operation. It has an integral RS485 and Dual Ethernet communication interface. It is capable of Volts / Hertz, Sensorless Vector Control (SVC), Closed loop velocity vector control and Permanent Magnet motor control method. | 98.5045
15468 | 25B-B017N104 | G | The Allen-Bradley 25B-B017N104 is a PowerFlex 525 Variable Frequency Drive (VFD). This VFD is powered with an input voltage range of 170-264VAC, 3-phase with applicable motor output 17.5 A and Power of 5.0kW (4.0 HP) for normal duty and Heavy duty operation. | 96.7245
15469 | 25B-B024N104 | G | Allen Bradley PowerFlex 525 Drive with Three Phase, 240 VAC voltage and 24 Amperes Output Current
15470 | 25B-B032N104 | G | The Allen-Bradley 25B-B032N104 is a PowerFlex 525 Variable Frequency Drive (VFD). This VFD is powered with an input voltage range of 170-264VAC, 3-phase with applicable motor output 32.2 A and Power of 7.5 kW (10.0 HP) for normal duty and Heavy duty operation. | 97.5048
15471 | 25B-B048N104 | G | Allen Bradley PowerFlex 525 Drive with Three Phase, 240 VAC voltage and 48.3 Amperes Output Current
15472 | 25B-B062N104 | G | Allen Bradley PowerFlex 525 Drive with Three Phase, 240 VAC voltage and 62.1 Amperes Output Current
15473 | 25B-B2P5N104 | G | The 25B-B2P5N104 is a PowerFlex 525 Adjustable Frequency AC Drive from Allen-Bradley. This drive operates when supplied with voltage of 240VAC, 3-Phase. It delivers output power of 0.4 kW or 0.5 HP for both normal and heavy-duty operation. The driveâ€™s output Current is 2.5 Amperes with an IP20 NEMA / Open rated enclosure. | 97.8723
15474 | 25B-B5P0N104 | G | The Allen-Bradley 25B-B5P0N104 is a PowerFlex 525 Variable Frequency Drive (VFD). This VFD is powered with an input voltage range of 170-264VAC, 3-phase with applicable motor output 5.0 A and Power of 0.75 kW (1.0 HP) for normal duty and Heavy duty operation. | 95
15475 | 25B-B8P0N104 | G | The Allen-Bradley 25B-B8P0N104 PowerFlex 525 adjustable frequency AC drive. This drive features an input voltage range of 200-240VAC, 3-phase and delivers output voltage of 0-230VAC, 3-Phase, with rated Current of 8.0 A and Power of 1.5 kW (2.0 HP) for both normal and heavy-duty operation. It has an integral RS485 and Dual Ethernet communication interface. It is capable of Volts / Hertz, Sensorless Vector Control (SVC), Closed loop velocity vector control and Permanent Magnet motor control method. | 97.1144
15476 | 25B-D010N104 | G | The Allen-Bradley 25B-D010N104 is a PowerFlex 525 Variable Frequency Drive (VFD). This VFD is powered with an input voltage range of 323-528VAC, 3-phase with applicable motor output 10.5 A and Power of 4.0 kW (5.0 HP) for normal duty and Heavy duty operation. | 97.6923
15478 | 25B-D013N104 | G | The Allen-Bradley 25B-D013N104 is a PowerFlex 525 Variable Frequency Drive (VFD). This VFD is powered with an input voltage range of 323-528VAC, 3-phase with applicable motor output 17.0 A and Power of 7.5 kW (5.5 HP) for normal duty and Heavy duty operation. | 97.2973
15479 | 25B-D013N114 | G | Allen Bradley PowerFlex 525 Drive with Three Phase, 480 VAC voltage and 13 Amperes Output Current
15481 | 25B-D017N114 | G | Allen Bradley PowerFlex 525 Drive with Three Phase, 480 VAC voltage and 17 Amperes Output Current
15482 | 25B-D024N104 | G | The 25B-D024N104 is a PowerFlex 525 Adjustable Frequency AC Drive from Allen-Bradley. This drive operates when supplied with nominal voltage of 480VAC, 3-Phase. It delivers output power of 11.0 kW or 15.0 HP for both normal and heavy-duty operation. The driveâ€™s output Current is 24.0 Amperes with an IP20 NEMA / Open rated enclosure. | 96.2631
15483 | 25B-D024N114 | G | Allen Bradley PowerFlex 525 Drive with Three Phase, 480 VAC voltage and 24 Amperes Output Current
15485 | 25B-D030N114 | G | The Allen-Bradley 25B-D030N114 is a PowerFlex 525 Variable Frequency Drive (VFD). This VFD is powered with an input voltage range of 323-528VAC, 3-phase with applicable motor output 30.0 A and Power of 15.0 kW (20.0 HP) for normal duty and Heavy duty operation. | 96.7245
15487 | 25B-D043N114 | G | Allen Bradley PowerFlex 525 Drive with Three Phase, 480 VAC voltage and 43 Amperes Output Current
15488 | 25B-D1P4N104 | G | The Allen-Bradley 25B-D1P4N104 is a PowerFlex 525 Variable Frequency Drive (VFD). This VFD is powered with an input voltage range of 323-528VAC, 3-phase with applicable motor output 1.4 A and Power of 0.5kW (0.4 HP) for normal duty and Heavy duty operation. | 96.3107
15489 | 25B-D1P4N114 | G | The 25B-D1P4N114 is a PowerFlex 525 Adjustable Frequency AC Drive from Allen-Bradley. This drive operates when supplied with voltage of 480VAC, 3-Phase. It delivers output power of 04 kW or 0.5 HP for both normal and heavy-duty operation. The driveâ€™s output Current is 1.4 Amperes with an IP20 NEMA / Open rated enclosure. It has an integral EMC filter. | 97.7528
15490 | 25B-D2P3N104 | G | <p>The Allen-Bradley 25B-D2P3N104 is a PowerFlex 525 Variable Frequency Drive (VFD). This VFD is powered with an input voltage range of 323-528VAC, 3-phase with applicable motor output 2.3 A and Power of 0.75 kW (1.0 HP) for normal duty and Heavy duty operation.</p> | 95.8015
15491 | 25B-D2P3N114 | G | The 25B-D2P3N114 is a PowerFlex 525 Adjustable Frequency AC Drive from Allen-Bradley. This drive operates when supplied with voltage of 480VAC, 3-Phase. It delivers output power of 0.75 kW or 1.0 HP for both normal and heavy-duty operation. The driveâ€™s output Current is 2.3 Amperes with an IP20 NEMA / Open rated enclosure. It has an integral EMC filter. | 97.8962
15492 | 25B-D4P0N104 | G | The Allen-Bradley 25B-D2P3N104 is a PowerFlex 525 Variable Frequency Drive (VFD). This VFD is powered with an input voltage range of 323-528VAC, 3-phase with applicable motor output 4.0 A and Power 1.5 kW (2.0 HP) for normal duty and Heavy duty operation. | 97.6654
15494 | 25B-D6P0N104 | G | The Allen-Bradley 25B-D6P0N104 is a PowerFlex 525 Variable Frequency Drive (VFD). This VFD is powered with an input voltage range of 323-528VAC, 3-phase with applicable motor output 6.0 A and Power 2.2 kW (3.0 HP) for normal duty and Heavy duty operation. | 95.3307
15496 | 25B-E012N104 | G | Allen Bradley PowerFlex 525 Drive with Three Phase, 600 VAC voltage and 12 Amperes Output Current
15497 | 25B-E019N104 | G | Allen Bradley PowerFlex 525 Drive with Three Phase, 600 VAC voltage and 19 Amperes Output Current
15498 | 25B-E022N104 | G | Allen Bradley PowerFlex 525 Drive with Three Phase, 600 VAC voltage and 22 Amperes Output Current
15499 | 25B-E027N104 | G | Allen Bradley PowerFlex 525 Drive with Three Phase, 600 VAC voltage and 27 Amperes Output Current
15500 | 25B-E032N104 | G | Allen Bradley PowerFlex 525 Drive with Three Phase, 600 VAC voltage and 32 Amperes Output Current
15501 | 25B-E0P9N104 | G | Allen Bradley PowerFlex 525 Drive with Three Phase, 600 VAC voltage and 0.9 Amperes Output Current
15502 | 25B-E1P7N104 | G | Allen Bradley PowerFlex 525 Drive with Three Phase, 600 VAC voltage and 1.7 Amperes Output Current
15504 | 25B-E4P2N104 | G | Allen Bradley PowerFlex 525 Drive with Three Phase, 600 VAC voltage and 4.2 Amperes Output Current
15505 | 25B-E6P6N104 | G | Allen Bradley PowerFlex 525 Drive with Three Phase, 600 VAC voltage and 6.6 Amperes Output Current
15506 | 25B-E9P9N104 | G | Allen Bradley PowerFlex 525 Drive with Three Phase, 600 VAC voltage and 9.9 Amperes Output Current
15507 | 25B-V2P5N104 | G | The 25B-V2P5N104 is a PowerFlex 525 Adjustable Frequency AC Drive from Allen-Bradley. This drive operates when supplied with nominal voltage of 120VAC, 1-Phase. It delivers output power of 0.4 kW or 0.5 HP for both normal and heavy-duty operation. The driveâ€™s output Current is 2.5 Amperes with an IP20 NEMA / Open rated enclosure. | 96.5099
15509 | 25B-V6P0N104 | G | Allen Bradley PowerFlex 525 Drive with One Phase, 120 VAC voltage and 6 Amperes Output Current
15565 | 25C-A011N104 | G | Allen-Bradley PowerFlex 527 Drive with 240 AC Volts power, 11 Amperes output and 3 Horsepower
15566 | 25C-A011N114 | G | Allen-Bradley PowerFlex 527 Drive with 240 AC Volts power, 11 Amperes output and 3 Horsepower
15567 | 25C-A2P5N104 | G | Allen-Bradley PowerFlex 527 Drive with 240 AC Volts power, 2.5 Amperes output and 0.5 Horsepower
15568 | 25C-A2P5N114 | G | Allen-Bradley PowerFlex 527 Drive with 240 AC Volts power, 2.5 Amperes output and 0.5 Horsepower
15569 | 25C-A4P8N104 | G | Allen-Bradley PowerFlex 527 Drive with 240 AC Volts power, 4.8 Amperes output and 1 Horsepower
15570 | 25C-A4P8N114 | G | Allen-Bradley PowerFlex 527 Drive with 240 AC Volts power, 4.8 Amperes output and 1 Horsepower
15571 | 25C-A8P0N104 | G | Allen-Bradley PowerFlex 527 Drive with 240 AC Volts power, 8 Amperes output and 2 Horsepower
15572 | 25C-A8P0N114 | G | Allen-Bradley PowerFlex 527 Drive with 240 AC Volts power, 8 Amperes output and 2 Horsepower
15573 | 25C-B011N104 | G | Allen-Bradley PowerFlex 527 Drive with 240 AC Volts power, 11 Amperes output and 3 Horsepower
15574 | 25C-B017N104 | G | Allen-Bradley PowerFlex 527 Drive with 240 AC Volts power, 17.5 Amperes output and 5 Horsepower
15575 | 25C-B024N104 | G | Allen-Bradley PowerFlex 527 Drive with 240 AC Volts power, 24 Amperes output and 7.5 Horsepower
15576 | 25C-B032N104 | G | Allen-Bradley PowerFlex 527 Drive with 240 AC Volts power, 32 Amperes output and 10 Horsepower
15577 | 25C-B048N104 | G | Allen-Bradley PowerFlex 527 Drive with 240 AC Volts power, 48.3 Amperes output and 15 Horsepower
15578 | 25C-B062N104 | G | Allen-Bradley PowerFlex 527 Drive with 240 AC Volts power, 62.1 Amperes output and 20 Horsepower
15579 | 25C-B2P5N104 | G | Allen-Bradley PowerFlex 527 Drive with 240 AC Volts power, 2.5 Amperes output and 0.5 Horsepower
15580 | 25C-B5P0N104 | G | <p>Allen-Bradley PowerFlex 527 Drive with 240 AC Volts power, 5.0 Amperes output and 1 Horsepower</p>
15581 | 25C-B8P0N104 | G | Allen-Bradley PowerFlex 527 Drive with 240 AC Volts power, 8.0 Amperes output and 2 Horsepower
15582 | 25C-D010N104 | G | <p>Allen-Bradley PowerFlex 527 Drive with 480 AC Volts power, 10.5 Amperes output and 5 Horsepower</p>
15583 | 25C-D010N114 | G | <p>Allen-Bradley PowerFlex 527 Drive with 480 AC Volts power, 10.5 Amperes output and 5 Horsepower</p>
15584 | 25C-D013N104 | G | <p>Allen-Bradley PowerFlex 527 Drive with 480 AC Volts power, 13 Amperes output and 7.5 Horsepower</p>
15585 | 25C-D013N114 | G | Allen-Bradley PowerFlex 527 Drive with 480 AC Volts power, 13 Amperes output and 7.5 Horsepower
15586 | 25C-D017N104 | G | Allen-Bradley PowerFlex 527 Drive with 480 AC Volts power, 17 Amperes output and 10 Horsepower
15587 | 25C-D017N114 | G | Allen-Bradley PowerFlex 527 Drive with 480 AC Volts power, 17 Amperes output and 10 Horsepower
15588 | 25C-D024N104 | G | Allen-Bradley PowerFlex 527 Drive with 480 AC Volts power, 24 Amperes output and 15 Horsepower
15589 | 25C-D024N114 | G | Allen-Bradley PowerFlex 527 Drive with 480 AC Volts power, 24 Amperes output and 15 Horsepower
15590 | 25C-D030N104 | G | Allen-Bradley PowerFlex 527 Drive with 480 AC Volts power, 30 Amperes output and 20 Horsepower
15591 | 25C-D030N114 | G | Allen-Bradley PowerFlex 527 Drive with 480 AC Volts power, 30 Amperes output and 20 Horsepower
15592 | 25C-D037N114 | G | The Allen-Bradley 25C-D017N114 PowerFlex 527 adjustable frequency AC drive. This drive features an input voltage range of 380-480VAC, 3-phase and delivers output voltage of 0-460VAC, 3-Phase, with rated Current of 37.0 A and Power of 18.5 kW (25.0 HP) for normal duty and 15.0 kW (20.0 HP) for heavy-duty operation. It has an integral Dual Ethernet communication interface that support Linear, Star and Ring topologies. It is capable of Volts / Hertz, Sensorless Vector Control (SVC), SVC Economizer, Closed Loop Position Vector Control and Closed Loop Velocity Vector Control. | 96.2832
15593 | 25C-D043N114 | G | Allen-Bradley PowerFlex 527 Drive with 480 AC Volts power, 43 Amperes output and 30 Horsepower
15594 | 25C-D1P4N104 | G | Allen-Bradley PowerFlex 527 Drive with 480 AC Volts power, 1.4 Amperes output and 0.5 Horsepower
15595 | 25C-D1P4N114 | G | Allen-Bradley PowerFlex 527 Drive with 480 AC Volts power, 1.4 Amperes output and 0.5 Horsepower
15596 | 25C-D2P3N104 | G | The Allen-Bradley 25C-D2P3N104 PowerFlex 527 adjustable frequency AC drive. This drive features an input voltage range of 380-480VAC, 3-phase and delivers output voltage of 0-460VAC, 3-Phase, with rated Current of 2.3 A and Power of 0.75 kW (1.0 HP) for normal duty and heavy-duty operation. It has an integral Dual Ethernet communication interface that support Linear, Star and Ring topologies. It is capable of Volts / Hertz, Sensorless Vector Control (SVC), SVC Economizer, Closed Loop Position Vector Control and Closed Loop Velocity Vector Control. | 97.7376
15597 | 25C-D2P3N114 | G | The Allen-Bradley 25C-D2P3N114 PowerFlex 527 adjustable frequency AC drive. This drive features an input voltage range of 380-480VAC, 3-phase and delivers output voltage of 0-460VAC, 3-Phase, with rated Current of 2.3 A and Power of 0.75 kW (1.0 HP) for normal duty and heavy-duty operation. It has an integral Dual Ethernet communication interface that support Linear, Star and Ring topologies. It is capable of Volts / Hertz, Sensorless Vector Control (SVC), SVC Economizer, Closed Loop Position Vector Control and Closed Loop Velocity Vector Control. This drive has an integrated EMC filter. | 98.0623
15598 | 25C-D4P0N104 | G | Allen-Bradley PowerFlex 527 Drive with 480 AC Volts power, 4 Amperes output and 2 Horsepower
15599 | 25C-D4P0N114 | G | The Allen-Bradley 25C-D4P0N114 PowerFlex 527 adjustable frequency AC drive. This drive features an input voltage range of 380-480VAC, 3-phase and delivers output voltage of 0-460VAC, 3-Phase, with rated Current of 4.0 A and Power of 1.5 kW (2.0 HP) for both normal and heavy-duty operation. It has an integral Dual Ethernet communication interface that support Linear, Star and Ring topologies. It is capable of Volts / Hertz, Sensorless Vector Control (SVC), SVC Economizer, Closed Loop Position Vector Control and Closed Loop Velocity Vector Control. This drive has an integrated EMC filter. | 99.1568
15600 | 25C-D6P0N104 | G | The Allen-Bradley 25C-D6P0N104 PowerFlex 527 adjustable frequency AC drive. This drive features an input voltage range of 380-480VAC, 3-phase and delivers output voltage of 0-460VAC, 3-Phase, with rated Current of 6.0 A and Power of 2.2 kW (3.0 HP) for both normal and heavy-duty operation. It has an integral Dual Ethernet communication interface that support Linear, Star and Ring topologies. It is capable of Volts / Hertz, Sensorless Vector Control (SVC), SVC Economizer, Closed Loop Position Vector Control and Closed Loop Velocity Vector Control. | 96.2445
15602 | 25C-E012N104 | G | Allen-Bradley PowerFlex 527 Drive with 600 AC Volts power, 12 Amperes output and 10 Horsepower
15603 | 25C-E019N104 | G | Allen-Bradley PowerFlex 527 Drive with 600 AC Volts power, 19 Amperes output and 15 Horsepower
15604 | 25C-E022N104 | G | Allen-Bradley PowerFlex 527 Drive with 600 AC Volts power, 22 Amperes output and 20 Horsepower
15605 | 25C-E027N104 | G | Allen-Bradley PowerFlex 527 Drive with 600 AC Volts power, 27 Amperes output and 25 Horsepower
15606 | 25C-E032N104 | G | Allen-Bradley PowerFlex 527 Drive with 600 AC Volts power, 32 Amperes output and 30 Horsepower
15607 | 25C-E0P9N104 | G | Allen-Bradley PowerFlex 527 Drive with 600 AC Volts power, 0.9 Amperes output and 0.5 Horsepower
15608 | 25C-E1P7N104 | G | Allen-Bradley PowerFlex 527 Drive with 600 AC Volts power, 1.7 Amperes output and 1 Horsepower
15609 | 25C-E3P0N104 | G | Allen-Bradley PowerFlex 527 Drive with 600 AC Volts power, 3 Amperes output and 2 Horsepower
15610 | 25C-E4P2N104 | G | Allen-Bradley PowerFlex 527 Drive with 600 AC Volts power, 4.2 Amperes output and 3 Horsepower
15611 | 25C-E6P6N104 | G | Allen-Bradley PowerFlex 527 Drive with 600 AC Volts power, 6.6 Amperes output and 5 Horsepower
15612 | 25C-E9P9N104 | G | Allen-Bradley PowerFlex 527 Drive with 600 AC Volts power, 9.9 Amperes output and 7.5 Horsepower
15613 | 25C-V2P5N104 | G | Allen-Bradley PowerFlex 527 Drive with 120 AC Volts power, 2.5 Amperes output and 0.5 Horsepower
15614 | 25C-V4P8N104 | G | Allen-Bradley PowerFlex 527 Drive with 120 AC Volts power, 4.8 Amperes output and 1 Horsepower
15615 | 25C-V6P0N104 | G | Allen-Bradley PowerFlex 527 Drive with 120 AC Volts power, 6 Amperes output and 1.5 Horsepower
70881 | 2705-P21J2 | G | <p>The 2705-P21J2 RediPanel Pushbutton Unit is a pushbutton terminal with 16 illuminated pushbuttons. It has 120 to 240 Volts AC input voltage and 260 milliAmps current ratings.</p> | 97.8022
9717 | 2706-A11J | G | <p>DL10 series Message Display with 1 line, 20 character VFD and 120V AC input power</p>
9718 | 2706-A21C | G | <p>DL10 series Message Display with 2 line, 20 character VFD and 120V AC input power</p>
9719 | 2706-A21J | G | <p>DL10 series Message Display with 2 line, 20 character VFD and 120V AC input power</p>
9720 | 2706-A41J | G | <p>DL10 series Message Display with 4 line, 20 character VFD and 120V AC input power</p>
9721 | 2706-A42C | G | DL10 series Message Display with 4 line, 20 character VFD and 240V AC input power
9722 | 2706-B11C8 | G | DL20 series Message Display with 1 line, 20 character VFD and 110/120V AC input power and 8K RAM memory
9724 | 2706-B13C16 | G | <p>DL20 series Message Display with 1 line, 20 character VFD and 110/120V AC input power and 16K RAM memory</p>
9725 | 2706-B13C31 | G | DL20 series Message Display with 1 line, 20 character VFD and 110/120V AC input power and 31K RAM memory
9726 | 2706-B13C8 | G | <p>DL20 series Message Display with 1 line, 20 character VFD and 110/120V AC input power and 8K RAM memory</p>
9727 | 2706-B13J16 | G | DL20 series Message Display with 1 line, 20 character VFD and 110/120V AC input power and 16K RAM memory
9728 | 2706-B13J31 | G | DL20 series Message Display with 1 line, 20 character VFD and 110/120V AC input power and 31K RAM memory
9729 | 2706-B13J8 | G | DL20 series Message Display with 1 line, 20 character VFD and 110/120V AC input power and 8K RAM memory
9730 | 2706-B21C31 | G | DL20 series Message Display with 2 line, 20 character VFD and 85-264V AC input power and 31K RAM memory
9731 | 2706-B21C8 | G | DL20 series Message Display with 2 line, 20 character VFD and 120V AC input power and 8K RAM memory
9732 | 2706-B21J16 | G | DL20 series Message Display with 2 line, 20 character VFD and 120V AC input power and 16K RAM memory
9733 | 2706-B21J31 | G | DL20 series Message Display with 2 line, 20 character VFD and 110/120V AC input power and 31K RAM memory
9734 | 2706-B21J8 | G | DL20 series Message Display with 2 line, 16 character VFD and 12-24V DC input power and 8K RAM memory
9735 | 2706-B23C16 | G | DL20 series Message Display with 2 line, 20 character VFD and 85-264V AC input power and 16K RAM memory
9736 | 2706-B23C31 | G | DL20 series Message Display with 2 line, 20 character VFD and 85-264V AC input power and 31K RAM memory
9737 | 2706-B23C8 | G | DL20 series Message Display with 2 line, 20 character VFD and 120V AC input power and 8K RAM memory
9738 | 2706-B23J16 | G | DL20 series Message Display with 2 line, 20 character VFD and 85-264V AC input power and 16K RAM memory
9739 | 2706-B23J31 | G | <p>DL20 series Message Display with 2 line, 20 character VFD and 85-264V AC input power and 31K RAM memory</p>
9740 | 2706-B23J8 | G | DL20 series Message Display with 2 line, 20 character VFD and 100-240V AC input power and 8K RAM memory
9741 | 2706-B41C16 | G | DL20 series Message Display with 4 line, 20 character VFD and 85-264V AC input power and 16K RAM memory
9742 | 2706-B41C31 | G | DL20 series Message Display with 4 line, 20 character VFD and 85-264V AC input power and 31K RAM memory
9743 | 2706-B41J16 | G | DL20 series Message Display with 4 line, 20 character VFD and 85-264V AC input power and 16K RAM memory
9744 | 2706-B41J31 | G | DL20 series Message Display with 4 line, 20 character VFD and 120V AC input power and 31K RAM memory
9745 | 2706-B43C16 | G | DL20 series Message Display with 4 line, 20 character VFD and 85-264V AC input power and 16K RAM memory
9746 | 2706-B43C31 | G | DL20 series Message Display with 4 line, 20 character VFD and 85-264V AC input power and 31K RAM memory
9747 | 2706-B43J16 | G | DL20 series Message Display with 4 line, 20 character VFD and 85-264V AC input power and 16K RAM memory
9748 | 2706-B43J31 | G | DL20 series Message Display with 4 line, 20 character VFD and 85-264V AC input power and 31K RAM memory
9749 | 2706-C11J32 | G | DL30 series Message Display with 1 line, 16 character VFD and 110/120V AC input power and 32K RAM memory
9750 | 2706-C11J8 | G | DL30 series Message Display with 1 line, 16 character VFD and 110/120V AC input power and 8K RAM memory
9751 | 2706-C11J8A1 | G | DL30 series Message Display with 1 line, 16 character VFD and 110/120V AC input power and 8K RAM memory
9752 | 2706-C21J8 | G | DL30 series Message Display with 2 line, 18 character VFD and 110/120V AC input power and 8K RAM memory
9753 | 2706-C21J8A1 | G | DL30 series Message Display with 2 line, 18 character VFD and 110/120V AC input power and 8K RAM memory
9754 | 2706-D11J2 | G | DL5 series Message Display with 1 line, 16 character VFD and 12-24V DC input power and 2K RAM memory
9756 | 2706-D21J8 | G | DL5 series Message Display with 2 line, 16 character VFD and 12-24V DC input power and 8K RAM memory
9757 | 2706-E23C16 | G | DL40 series Message Display with 2 line, 20 character VFD and 85-264V AC input power and 16K RAM memory
9758 | 2706-E23C16B1 | G | DL40 series Message Display with 2 line, 20 character VFD and 85-264V AC input power and 16K RAM memory
9759 | 2706-E23C32 | G | DL40 series Message Display with 2 line, 20 character VFD and 85-264V AC input power and 32K RAM memory
9760 | 2706-E23C32B1 | G | DL40 series Message Display with 2 line, 20 character VFD and 85-264V AC input power and 32K RAM memory
9761 | 2706-E23J16 | G | DL40 series Message Display with 2 line, 20 character VFD and 85-264V AC input power and 16K RAM memory
9762 | 2706-E23J16B1 | G | DL40 series Message Display with 2 line, 20 character VFD and 85-264V AC input power and 16K RAM memory
9763 | 2706-E23J32 | G | DL40 series Message Display with 2 line, 20 character VFD and 85-264V AC input power and 32K RAM memory
9764 | 2706-E23J32B1 | G | DL40 series Message Display with 2 line, 20 character VFD and 85-264V AC input power and 32K RAM memory
9765 | 2706-E43C128 | G | DL40 series Message Display with 4 line, 20 character VFD and 85-264V AC input power and 128K RAM memory
9766 | 2706-E43C128B1 | G | DL40 series Message Display with 4 line, 20 character VFD and 85-264V AC input power and 128K RAM memory
9767 | 2706-E43C32 | G | DL40 series Message Display with 4 line, 20 character VFD and 85-264V AC input power and 32K RAM memory
9768 | 2706-E43C32B1 | G | DL40 series Message Display with 4 line, 20 character VFD and 85-264V AC input power and 32K RAM memory
9769 | 2706-E43C64 | G | DL40 series Message Display with 4 line, 20 character VFD and 85-264V AC input power and 64K RAM memory
9770 | 2706-E43C64B1 | G | DL40 series Message Display with 4 line, 20 character VFD and 85-264V AC input power and 64K RAM memory
9771 | 2706-E43J128 | G | <p>DL40 series Message Display with 4 line, 20 character VFD and 85-264V AC input power and 128K RAM memory</p>
9772 | 2706-E43J128B1 | G | DL40 series Message Display with 4 line, 20 character VFD and 85-264V AC input power and 128K RAM memory
9773 | 2706-E43J32 | G | DL40 series Message Display with 4 line, 20 character VFD and 85-264V AC input power and 32K RAM memory
9774 | 2706-E43J32B1 | G | DL40 series Message Display with 4 line, 20 character VFD and 85-264V AC input power and 32K RAM memory
9775 | 2706-E43J64 | G | <p>DL40 series Message Display with 4 line, 20 character VFD and 85-264V AC input power and 64K RAM memory</p>
9776 | 2706-E43J64B1 | G | DL40 series Message Display with 4 line, 20 character VFD and 85-264V AC input power and 64K RAM memory
9777 | 2706-F11J | G | DL50 series Message Display with 1 or 2 line, 10 or 20 character VFD and 100- 240V AC input power
9778 | 2706-F11JC | G | <p>DL50 series Message Display with 1 or 2 line, 10 or 20 character VFD and 100- 240V AC input power</p>
9779 | 2706-F21J | G | DL50 series Message Display with 1 or 2 line, 20 or 40 character VFD and 100- 240V AC input power
9780 | 2706-F21JC | G | DL50 series Message Display with 1 or 2 line, 20 or 40 character VFD and 100- 240V AC input power
9781 | 2706-LV2P | G | DL40P series Message Display with 2 line, 20 character VFD and 120 or 240V AC input power and 128K RAM memory
9782 | 2706-LV2R | G | DL40P series Message Display with 2 line, 20 character VFD and 120 or 240V AC input power and 128K RAM memory
9783 | 2706-LV4P | G | DL40P series Message Display with 4 line, 20 character VFD and 120 or 240V AC input power and 128K RAM memory
9784 | 2706-LV4R | G | DL40P series Message Display with 4 line, 20 character VFD and 120 or 240V AC input power and 128K RAM memory
9853 | 2706-M1D | G | MessageView series Message Display with 1, 2, or 4 line, 7, 10, or 21 character VFD and 24V DC input power and 4,096 messages memory | 100
9854 | 2706-M1D1 | G | MessageView series Message Display with 1, 2, or 4 line, 7, 10, or 21 character VFD and 24V DC input power and 4,096 messages memory |  | 6
9855 | 2706-M1F | G | MessageView series Message Display with 1, 2, or 4 line, 7, 10, or 21 character VFD and 24V DC input power and 4,096 messages memory | 100
9856 | 2706-M1F1 | G | MessageView series Message Display with 1, 2, or 4 line, 7, 10, or 21 character VFD and 24V DC input power and 4,096 messages memory | 100
9857 | 2706-M1N | G | MessageView series Message Display with 1, 2, or 4 line, 7, 10, or 21 character VFD and 24V DC input power and 4,096 messages memory | 100
9858 | 2706-M1N1 | G | MessageView series Message Display with 1, 2, or 4 line, 7, 10, or 21 character VFD and 24V DC input power and 4,096 messages memory | 100
70925 | 2706-NE1 | G | <p>The&nbsp;2706-NE1 enclosure is an accessory for the P22R message displays. It is&nbsp;a NEMA 12/13 enclosure.</p>
9785 | 2706-NX3 | G | <p>DL40 series Message Display with 4 line, 20 character VFD and 85-264V AC input power and 32K RAM memory</p>
9786 | 2706-NX6 | G | <p>DL40 series Message Display with 2 line, 20 character VFD and 85-264V AC input power</p>
9787 | 2706-NX7 | G | DL40 series Message Display with 2 line, 20 character VFD and 85-264V AC input power
10783 | 2706-P22R | G | InView series Message Display with 2 line, 20 character VFD and 24V DC input power and 4,000 messages memory
10784 | 2706-P42C | G | <p>InView series Message Display with 1 or 2 line, 12 or 20 character VFD and 120-240V AC input power and 4,000 messages memory</p> | 100
10785 | 2706-P42R | G | <p>InView series Message Display with 1 or 2 line, 12 or 20 character VFD and 120-240V AC input power and 4,000 messages memory</p> |  | 2
10786 | 2706-P44C | G | <p>InView series Message Display with 1 or 2 line, 24 or 40 character VFD and 120-240V AC input power and 4,000 messages memory</p> | 98.4848
10787 | 2706-P44R | G | InView series Message Display with 1 or 2 line, 24 or 40 character VFD and 120-240V AC input power and 4,000 messages memory
10788 | 2706-P72CN1 | G | InView series Message Display with 1, 2, 3, or 4 line, 12, 20, 20, or 24 character VFD and 120-240V AC input power and 4,000 messages memory |  | 2
10789 | 2706-P72CN2 | G | InView series Message Display with 1, 2, 3, or 4 line, 12, 20, 20, or 24 character VFD and 120-240V AC input power and 4,000 messages memory | 100
10790 | 2706-P74CN1 | G | InView series Message Display with 1, 2, 3, or 4 line, 20, 33, 33, or 40 character VFD and 120-240V AC input power and 4,000 messages memory | 95
10791 | 2706-P74CN2 | G | InView series Message Display with 1, 2, 3, or 4 line, 20, 33, 33, or 40 character VFD and 120-240V AC input power and 4,000 messages memory | 100
70918 | 2706-PDNETM | G | <p>The InView 2706-PDNETM is a communication module. It comes with a NEMA Type 12 enclosure.</p>
70893 | 2706-PENETK | G | <p>The 2706-PENETK module is a communication module by Allen-Bradley. It is powered with&nbsp;1 Volt DC.</p>
26786 | 2707-DNC | G | DeviceView series Message Display with 2 line, 16 character VFD and 24V DC input power with 62K memory.
26779 | 2707-L40P1 | G | DTAM Plus series Message Display with 4 line, 20 character VFD and 24V DC input power with 40K memory.
26772 | 2707-L40P1R | G | DTAM Plus series Message Display with 4 line, 20 character VFD and 24V DC input power with 40K memory.
26778 | 2707-L40P2 | G | DTAM Plus series Message Display with 4 line, 20 character VFD and 24V DC input power with 40K memory.
26771 | 2707-L40P2R | G | DTAM Plus series Message Display with 4 line, 20 character VFD and 24V DC input power with 40K memory.
26781 | 2707-L8P1 | G | DTAM Plus series Message Display with 4 line, 20 character VFD and 24V DC input power with 8K memory.
26774 | 2707-L8P1R | G | DTAM Plus series Message Display with 4 line, 20 character VFD and 24V DC input power with 8K memory.
26773 | 2707-L8P2R | G | DTAM Plus series Message Display with 4 line, 20 character VFD and 24V DC input power with 8K memory.
26782 | 2707-M485P3 | G | DTAM Micro series Message Display with 2 line, 20 character VFD and 24V DC input power with 244-screen memory.
26784 | 2707-MVH232 | G | MicroView series Message Display with 2 line, 16 character VFD and 24V DC input power with 50-screen memory.
26777 | 2707-V40P1 | G | DTAM Plus series Message Display with 4 line, 20 character VFD and 24V DC input power with 40K memory.
26770 | 2707-V40P1R | G | DTAM Plus series Message Display with 4 line, 20 character VFD and 24V DC input power with 40K memory.
26775 | 2707-V40P2N | G | DTAM Plus series Message Display with 4 line, 20 character VFD and 24V DC input power with 40K memory.
26768 | 2707-V40P2NR | G | DTAM Plus series Message Display with 4 line, 20 character VFD and 24V DC input power with 40K memory.
26769 | 2707-V40P2R | G | <p>DTAM Plus series Message Display with 4 line, 20 character VFD and 24V DC input power with 40K memory.</p>
10096 | 2711P-B10C15A2 | G | Panelview Plus 1000 Touchscreen/Keypad 10.4 in Color Display with ControlNet Communication AC Power Logic Module with 128MB
10098 | 2711P-B10C15A7 | G | Panelview Plus 1000 Touchscreen/Keypad 10.4 in Color Display with ControlNet Communication AC Power CE Logic Module with 256 MB | 98.4252
10100 | 2711P-B10C15B2 | G | Panelview Plus 1000 Touchscreen/Keypad 10.4 in Color Display with ControlNet Communication AC Power/DC Power Logic Module with 128MB | 98.0989
10101 | 2711P-B10C15D1 | G | Panelview Plus 1000 Touchscreen/Keypad 10.4 in Color Display with ControlNet Communication DC Power Logic Module with 64MB
10102 | 2711P-B10C15D2 | G | Panelview Plus 1000 Touchscreen/Keypad 10.4 in Color Display with ControlNet Communication DC Power Logic Module with 128MB
10103 | 2711P-B10C15D6 | G | Panelview Plus 1000 Touchscreen/Keypad 10.4 in Color Display with ControlNet Communication DC Power CE Logic Module with 128 MB | 99.2126
10104 | 2711P-B10C15D7 | G | Panelview Plus 1000 Touchscreen/Keypad 10.4 in Color Display with ControlNet Communication DC Power CE Logic Module with 256 MB | 99.2126
31626 | 2711P-B10C22D9P | G | The Allen-Bradley 2711P-B10C22D9P is a PanelView Plus 7 Performance operator terminal. This Human Machine Interface (HMI) device is powered by an external supply voltage of 18-32VDC. It has a 10.4-inch Color active matrix, thin-film transistor (TFT) LCD screen with embedded Touchscreen and keypad operator interfaces. It has a variety of communication ports such as, Two (2) Ethernet and Three (3) USB ports. It has a Windows CE 6.0 Extended software. | 98.8962
31625 | 2711P-B10C22D9P-B | G | Allen Bradley Panelview Plus 7 Terminal, Performance Model, with Touchscreen and Keypad,10 SVGA, TFT Color Display, with One Ethernet Port, 24V DC Powered, Windows CE OS License, without Branding | 97.733
10105 | 2711P-B10C4A1 | G | Panelview Plus 1000 Touchscreen/Keypad 10.4 in Color Display Ethernet, RS-232, and two USB AC Power Logic Module with 64MB
10106 | 2711P-B10C4A2 | G | Panelview Plus 1000 Touchscreen/Keypad 10.4 in Color Display Ethernet, RS-232, and two USB AC Power Logic Module with 128MB
10108 | 2711P-B10C4A7 | G | Panelview Plus 1000 Touchscreen/Keypad 10.4 in Color Display Ethernet, RS-232, and two USB AC Power CE Logic Module with 256 MB | 98.4375
10110 | 2711P-B10C4B2 | G | Panelview Plus 1000 Touchscreen/Keypad 10.4 in Color Display Ethernet, RS-232, and two USB AC Power/DC Power Logic Module with 128MB | 98.1132
10112 | 2711P-B10C4D2 | G | Panelview Plus 1000 Touchscreen/Keypad 10.4 in Color Display Ethernet, RS-232, and two USB DC Power Logic Module with 128MB
10113 | 2711P-B10C4D6 | G | Panelview Plus 1000 Touchscreen/Keypad 10.4 in Color Display Ethernet, RS-232, and two USB DC Power CE Logic Module with 128 MB | 99.2188
10114 | 2711P-B10C4D7 | G | Panelview Plus 1000 Touchscreen/Keypad 10.4 in Color Display Ethernet, RS-232, and two USB DC Power CE Logic Module with 256 MB | 99.2188
30142 | 2711P-B10C4D8 | G | The Allen-Bradley 2711P-B10C4D8 is a Panelview Plus 6 1000 Operator Terminal. This operator terminal is powered by an external 18-32VDC supply voltage and has a 10.4-inch colored display with embedded Ethernet, RS232, USB communication ports. This operator terminal has a keypad and touchscreen input interface. | 98.3974
30069 | 2711P-B10C4D9 | G | PanelView Plus 6 Operator interface , 1000 Terminal, with Keypad/Touch, Color display, - Ethernet & RS-232, DC Powered Unit, and the Windows CE 6.0 Operating System with Extended Features | 99.4681
10115 | 2711P-B10C6A1 | G | Panelview Plus 1000 Touchscreen/Keypad 10.4 in Color Display with DH+ /DH-485 communication AC Power Logic Module with 64MB
10116 | 2711P-B10C6A2 | G | Panelview Plus 1000 Touchscreen/Keypad 10.4 in Color Display with DH+ /DH-485 communication AC Power Logic Module with 128MB
10117 | 2711P-B10C6A6 | G | Panelview Plus 1000 Touchscreen/Keypad 10.4 in Color Display with DH+ /DH-485 communication AC Power CE Logic Module with 128 MB | 97.6744
10118 | 2711P-B10C6A7 | G | Panelview Plus 1000 Touchscreen/Keypad 10.4 in Color Display with DH+ /DH-485 communication AC Power CE Logic Module with 256 MB | 99.2248
10120 | 2711P-B10C6B2 | G | Panelview Plus 1000 Touchscreen/Keypad 10.4 in Color Display with DH+ /DH-485 communication AC Power/DC Power Logic Module with 128MB | 98.1273
10122 | 2711P-B10C6D2 | G | Panelview Plus 1000 Touchscreen/Keypad 10.4 in Color Display with DH+ /DH-485 communication DC Power Logic Module with 128MB
10123 | 2711P-B10C6D6 | G | Panelview Plus 1000 Touchscreen/Keypad 10.4 in Color Display with DH+ /DH-485 communication DC Power CE Logic Module with 128 MB | 99.2248
12689 | 2711P-B12C15A1 | G | Panelview Plus 1250 Touchscreen/Keypad 12.1 in Color Display with ControlNet Communication AC Power Logic Module with 64MB
12690 | 2711P-B12C15A2 | G | Panelview Plus 1250 Touchscreen/Keypad 12.1 in Color Display with ControlNet Communication AC Power Logic Module with 128MB
12692 | 2711P-B12C15A7 | G | Panelview Plus 1250 Touchscreen/Keypad 12.1 in Color Display with ControlNet Communication AC Power CE Logic Module with 256 MB | 98.4252
12694 | 2711P-B12C15B2 | G | Panelview Plus 1250 Touchscreen/Keypad 12.1 in Color Display with ControlNet Communication AC Power/DC Power Logic Module with 128MB | 98.0989
12695 | 2711P-B12C15D1 | G | Panelview Plus 1250 Touchscreen/Keypad 12.1 in Color Display with ControlNet Communication DC Power Logic Module with 64MB
12696 | 2711P-B12C15D2 | G | Panelview Plus 1250 Touchscreen/Keypad 12.1 in Color Display with ControlNet Communication DC Power Logic Module with 128MB
12697 | 2711P-B12C15D6 | G | Panelview Plus 1250 Touchscreen/Keypad 12.1 in Color Display with ControlNet Communication DC Power CE Logic Module with 128 MB | 99.2126
12698 | 2711P-B12C15D7 | G | Panelview Plus 1250 Touchscreen/Keypad 12.1 in Color Display with ControlNet Communication DC Power CE Logic Module with 256 MB | 99.2126
12699 | 2711P-B12C4A1 | G | Panelview Plus 1250 Touchscreen/Keypad 12.1 in Color Display Ethernet, RS-232, and two USB AC Power Logic Module with 64MB
12700 | 2711P-B12C4A2 | G | Panelview Plus 1250 Touchscreen/Keypad 12.1 in Color Display Ethernet, RS-232, and two USB AC Power Logic Module with 128MB
12702 | 2711P-B12C4A7 | G | Panelview Plus 1250 Touchscreen/Keypad 12.1 in Color Display Ethernet, RS-232, and two USB AC Power CE Logic Module with 256 MB | 98.4375
30140 | 2711P-B12C4A9 | G | PanelView Plus 6 Operator interface , 1250 Terminal, with Keypad/Touch, Color display, - Ethernet & RS-232, AC Powered Unit, and the Windows CE 6.0 Operating System with Extended Features | 98.9362
12704 | 2711P-B12C4B2 | G | Panelview Plus 1250 Touchscreen/Keypad 12.1 in Color Display Ethernet, RS-232, and two USB AC Power/DC Power Logic Module with 128MB | 98.1132
12705 | 2711P-B12C4D1 | G | Panelview Plus 1250 Touchscreen/Keypad 12.1 in Color Display Ethernet, RS-232, and two USB DC Power Logic Module with 64MB
12706 | 2711P-B12C4D2 | G | Panelview Plus 1250 Touchscreen/Keypad 12.1 in Color Display Ethernet, RS-232, and two USB DC Power Logic Module with 128MB
12707 | 2711P-B12C4D6 | G | <p>Panelview Plus 1250 Touchscreen/Keypad 12.1 in Color Display Ethernet, RS-232, and two USB DC Power CE Logic Module with 128 MB</p> | 95.8175
12708 | 2711P-B12C4D7 | G | Panelview Plus 1250 Touchscreen/Keypad 12.1 in Color Display Ethernet, RS-232, and two USB DC Power CE Logic Module with 256 MB | 99.2188
30139 | 2711P-B12C4D8 | G | PanelView Plus 6 Operator interface , 1250 Terminal, with Keypad/Touch, Color display, - Ethernet & RS-232, DC Powered Unit, and the Windows CE 6.0 Operating System | 99.3939
30138 | 2711P-B12C4D9 | G | PanelView Plus 6 Operator interface , 1250 Terminal, with Keypad/Touch, Color display, - Ethernet & RS-232, DC Powered Unit, and the Windows CE 6.0 Operating System with Extended Features | 99.4681
12709 | 2711P-B12C6A1 | G | Panelview Plus 1250 Touchscreen/Keypad 12.1 in Color Display with DH+ /DH-485 communication AC Power Logic Module with 64MB
12712 | 2711P-B12C6A7 | G | Panelview Plus 1250 Touchscreen/Keypad 12.1 in Color Display with DH+ /DH-485 communication AC Power CE Logic Module with 256 MB | 98.4496
12714 | 2711P-B12C6B2 | G | Panelview Plus 1250 Touchscreen/Keypad 12.1 in Color Display with DH+ /DH-485 communication AC Power/DC Power Logic Module with 128MB | 98.1273
12715 | 2711P-B12C6D1 | G | Panelview Plus 1250 Touchscreen/Keypad 12.1 in Color Display with DH+ /DH-485 communication DC Power Logic Module with 64MB
12716 | 2711P-B12C6D2 | G | Panelview Plus 1250 Touchscreen/Keypad 12.1 in Color Display with DH+ /DH-485 communication DC Power Logic Module with 128MB
12717 | 2711P-B12C6D6 | G | Panelview Plus 1250 Touchscreen/Keypad 12.1 in Color Display with DH+ /DH-485 communication DC Power CE Logic Module with 128 MB | 99.2248
12718 | 2711P-B12C6D7 | G | Panelview Plus 1250 Touchscreen/Keypad 12.1 in Color Display with DH+ /DH-485 communication DC Power CE Logic Module with 256 MB | 99.2248
28893 | 2711P-B15C15A1 | G | Panelview Plus 1500 Touchscreen/Keypad 15 in Color Display with ControlNet Communication AC Power Logic Module with 64MB
28892 | 2711P-B15C15A2 | G | Panelview Plus 1500 Touchscreen/Keypad 15 in Color Display with ControlNet Communication AC Power Logic Module with 128MB
28890 | 2711P-B15C15A6 | G | Panelview Plus 1500 Touchscreen/Keypad 15 in Color Display with ControlNet Communication AC Power CE Logic Module with 128 MB | 99.2063
28891 | 2711P-B15C15A7 | G | Panelview Plus 1500 Touchscreen/Keypad 15 in Color Display with ControlNet Communication AC Power CE Logic Module with 256 MB | 99.2063
28894 | 2711P-B15C15B2 | G | Panelview Plus 1500 Touchscreen/Keypad 15 in Color Display with ControlNet Communication AC Power/DC Power Logic Module with 128MB | 98.0843
28899 | 2711P-B15C15D1 | G | Panelview Plus 1500 Touchscreen/Keypad 15 in Color Display with ControlNet Communication DC Power Logic Module with 64MB
28898 | 2711P-B15C15D2 | G | Panelview Plus 1500 Touchscreen/Keypad 15 in Color Display with ControlNet Communication DC Power Logic Module with 128MB
28896 | 2711P-B15C15D6 | G | Panelview Plus 1500 Touchscreen/Keypad 15 in Color Display with ControlNet Communication DC Power CE Logic Module with 128 MB | 98.4127
31624 | 2711P-B15C22A9P | G | The Allen-Bradley 2711P-B15C22A9P is a PanelView Plus 7 Performance operator terminal. This Human Machine Interface (HMI) device is powered by an external supply voltage of 100-240VAC. It has a 15-inch Color active matrix, thin-film transistor (TFT) LCD screen with embedded Touchscreen and keypad operator interfaces. It has a variety of communication ports such as, Two (2) Ethernet and Three (3) USB ports. It has a Windows CE 6.0 Extended software. | 99.3377
31623 | 2711P-B15C22A9P-B | G | Allen Bradley Panelview Plus 7 Terminal, Performance Model, with Touchscreen and Keypad, 15 XGA, TFT Color Display, with One Ethernet Port, 100-240VAC Powered , Windows CE OS License, without Branding | 98.01
31622 | 2711P-B15C22D9P | G | The Allen-Bradley 2711P-B15C22D9P is a PanelView Plus 7 Performance operator terminal. This Human Machine Interface (HMI) device is powered by an external supply voltage of 18-32VDC. It has a 15-inch Color active matrix, thin-film transistor (TFT) LCD screen with embedded Touchscreen and keypad operator interfaces. It has a variety of communication ports such as, Two (2) Ethernet and Three (3) USB ports. It has a Windows CE 6.0 Extended software. | 99.3348
31621 | 2711P-B15C22D9P-B | G | <p>Allen Bradley Panelview Plus 7 Terminal, Performance Model, with Touchscreen and Keypad, 15 XGA, TFT Color Display, with One Ethernet Port, 24V DC Powered, Windows CE OS License, without Branding</p> | 95.7393
28883 | 2711P-B15C4A1 | G | Panelview Plus 1500 Touchscreen/Keypad 15 in Color Display Ethernet, RS-232, and two USB AC Power Logic Module with 64MB
28882 | 2711P-B15C4A2 | G | Panelview Plus 1500 Touchscreen/Keypad 15 in Color Display Ethernet, RS-232, and two USB AC Power Logic Module with 128MB
28880 | 2711P-B15C4A6 | G | Panelview Plus 1500 Touchscreen/Keypad 15 in Color Display Ethernet, RS-232, and two USB AC Power CE Logic Module with 128 MB | 99.2126
28881 | 2711P-B15C4A7 | G | Panelview Plus 1500 Touchscreen/Keypad 15 in Color Display Ethernet, RS-232, and two USB AC Power CE Logic Module with 256 MB | 99.2126
30136 | 2711P-B15C4A9 | G | PanelView Plus 6 Operator interface , 1500 Terminal, with Keypad/Touch, Color display, - Ethernet & RS-232, AC Powered Unit, and the Windows CE 6.0 Operating System with Extended Features | 99.4681
28884 | 2711P-B15C4B2 | G | Panelview Plus 1500 Touchscreen/Keypad 15 in Color Display Ethernet, RS-232, and two USB AC Power/DC Power Logic Module with 128MB | 98.0989
28889 | 2711P-B15C4D1 | G | Panelview Plus 1500 Touchscreen/Keypad 15 in Color Display Ethernet, RS-232, and two USB DC Power Logic Module with 64MB
28888 | 2711P-B15C4D2 | G | Panelview Plus 1500 Touchscreen/Keypad 15 in Color Display Ethernet, RS-232, and two USB DC Power Logic Module with 128MB
28886 | 2711P-B15C4D6 | G | Panelview Plus 1500 Touchscreen/Keypad 15 in Color Display Ethernet, RS-232, and two USB DC Power CE Logic Module with 128 MB | 98.4252
30135 | 2711P-B15C4D8 | G | PanelView Plus 6 Operator interface , 1500 Terminal, with Keypad/Touch, Color display, - Ethernet & RS-232, DC Powered Unit, and the Windows CE 6.0 Operating System | 99.3939
28903 | 2711P-B15C6A1 | G | Panelview Plus 1500 Touchscreen/Keypad 15 in Color Display with DH+ /DH-485 communication AC Power Logic Module with 64MB
28902 | 2711P-B15C6A2 | G | Panelview Plus 1500 Touchscreen/Keypad 15 in Color Display with DH+ /DH-485 communication AC Power Logic Module with 128MB
28900 | 2711P-B15C6A6 | G | Panelview Plus 1500 Touchscreen/Keypad 15 in Color Display with DH+ /DH-485 communication AC Power CE Logic Module with 128 MB | 99.2188
28901 | 2711P-B15C6A7 | G | Panelview Plus 1500 Touchscreen/Keypad 15 in Color Display with DH+ /DH-485 communication AC Power CE Logic Module with 256 MB | 99.2188
28904 | 2711P-B15C6B2 | G | Panelview Plus 1500 Touchscreen/Keypad 15 in Color Display with DH+ /DH-485 communication AC Power/DC Power Logic Module with 128MB | 98.1132
28909 | 2711P-B15C6D1 | G | Panelview Plus 1500 Touchscreen/Keypad 15 in Color Display with DH+ /DH-485 communication DC Power Logic Module with 64MB
28908 | 2711P-B15C6D2 | G | Panelview Plus 1500 Touchscreen/Keypad 15 in Color Display with DH+ /DH-485 communication DC Power Logic Module with 128MB
28906 | 2711P-B15C6D6 | G | Panelview Plus 1500 Touchscreen/Keypad 15 in Color Display with DH+ /DH-485 communication DC Power CE Logic Module with 128 MB | 98.4375
10589 | 2711P-B4C20A | G | 3.5-in. Display Color Keypad/Touch -AC 400 Terminal
10590 | 2711P-B4C20D | G | 3.5-in. Display Color Keypad/Touch -DC 400 Terminal
10592 | 2711P-B4C3D | G | The Panelview Plus 400 has a 3.5 inch Color Display and a Keypad/Touchscreen it is DC Powered and communicates via a DH-485 Port | 99.2188
10593 | 2711P-B4C5A | G | 3.5-in. Display Color Keypad/Touch -AC 400 Terminal
10594 | 2711P-B4C5D | G | 3.5-in. Display Color Keypad/Touch -DC 400 Terminal
30132 | 2711P-B4C5D8 | G | PanelView Plus 6 Operator interface , 400 Terminal, with Keypad/Touch, Color display, RS-232 communication port, DC Powered Unit, and the Windows CE 6.0 Operating System | 99.4083
24389 | 2711P-B6C1A | G | Allen-Bradley PanelView Plus 600 Operator Interface Terminal with Keypad/Touchscreen input, 5.7-inch Color Display, and 120 Volts AC Power Supply. | 100
24390 | 2711P-B6C1D | G | Allen-Bradley PanelView Plus 600 Operator Interface Terminal with Keypad/Touchscreen input, 5.7-inch Color Display, and 24 Volts DC Power Supply. | 98.2818
24365 | 2711P-B6C20A | G | 5.7-in. Color Kepad/Touch AC 600 Terminal
30131 | 2711P-B6C20A8 | G | The Allen-Bradley 2711P-B6C20A8 is a Panelview Plus 6 600 Operator Terminal. This operator terminal is powered by an external 85-264VAC supply voltage and has a 5.7-inch colored display with embedded Ethernet, RS-232 and Two (2) USB ports. This operator terminal has a keypad and touchscreen input interface. | 96.1039
30128 | 2711P-B6C20D9 | G | PanelView Plus 6 Operator interface , 600 Terminal, with Keypad/Touch, Color display, Ethernet and RS-232 Communication, DC Powered Unit, and the Windows CE 6.0 Operating System with Extended Features | 97.549
24391 | 2711P-B6C3A | G | Allen-Bradley PanelView Plus 600 Operator Interface Terminal with Keypad/Touchscreen input, 5.7-inch Color Display, and 120 Volts AC Power Supply. | 97.5439
24367 | 2711P-B6C5A | G | 5.7-in. Color Kepad/Touch AC 600 Terminal
30127 | 2711P-B6C5A8 | G | PanelView Plus 6 Operator interface , 600 Terminal, with Keypad/Touch, Color display, RS-232 communication port, AC Powered Unit, and the Windows CE 6.0 Operating System | 99.4083
30126 | 2711P-B6C5A9 | G | <p>PanelView Plus 6 Operator interface , 600 Terminal, with Keypad/Touch, Color display, RS-232 communication port, AC Powered Unit, and the Windows CE 6.0 Operating System with Extended Features</p> | 95.098
30125 | 2711P-B6C5D8 | G | PanelView Plus 6 Operator interface , 600 Terminal, with Keypad/Touch, Color display, RS-232 communication port, DC Powered Unit, and the Windows CE 6.0 Operating System | 99.4083
30124 | 2711P-B6C5D9 | G | PanelView Plus 6 Operator interface , 600 Terminal, with Keypad/Touch, Color display, RS-232 communication port, DC Powered Unit, and the Windows CE 6.0 Operating System with Extended Features | 97.449
24414 | 2711P-B6C8D | G | <p>Allen-Bradley PanelView Plus 600 Operator Interface Terminal with Keypad/Touchscreen input, 5.7-inch Color Display, and 24 Volts DC Power Supply.</p> | 97.6589
24393 | 2711P-B6M1A | G | Allen-Bradley PanelView Plus 600 Operator Interface Terminal with Keypad/Touchscreen input, 5.7-inch Monochrome Display, and 120 Volts AC Power Supply. | 100
24394 | 2711P-B6M1D | G | Allen-Bradley PanelView Plus 600 Operator Interface Terminal with Keypad/Touchscreen input, 5.7-inch Monochrome Display, and 24 Volts DC Power Supply. | 100
24369 | 2711P-B6M20A | G | The Allen-Bradley 2711P-B6M20A is a Panelview Plus 600 Operator Terminal. This operator terminal is powered by an external 85-264V AC supply voltage and has a 5.5-inch monochrome display with embedded Ethernet and RS-232 communication Interface and USB peripheral ports. This operator terminal has a keypad and touchscreen input interface. | 95.0292
24370 | 2711P-B6M20D | G | 5.7-in. Grayscale Kepad/Touch DC 600 Terminal
24395 | 2711P-B6M3A | G | Allen-Bradley PanelView Plus 600 Operator Interface Terminal with Keypad/Touchscreen input, 5.7-inch Monochrome Display, and 120 Volts AC Power Supply. | 98.3389
24396 | 2711P-B6M3D | G | Allen-Bradley PanelView Plus 600 Operator Interface Terminal with Keypad/Touchscreen input, 5.7-inch Monochrome Display, and 24 Volts DC Power Supply. | 97.6109
24371 | 2711P-B6M5A | G | 5.7-in. Grayscale Kepad/Touch AC 600 Terminal
30121 | 2711P-B6M5A8 | G | PanelView Plus 6 Operator interface , 600 Terminal, with Keypad/Touch, Grayscale Display, RS-232 communication port, AC Powered Unit, and the Windows CE 6.0 Operating System | 95.9064
24372 | 2711P-B6M5D | G | 5.7-in. Grayscale Kepad/Touch DC 600 Terminal
30120 | 2711P-B6M5D8 | G | PanelView Plus 6 Operator interface , 600 Terminal, with Keypad/Touch, Grayscale Display, RS-232 communication port, DC Powered Unit, and the Windows CE 6.0 Operating System | 99.422
24415 | 2711P-B6M8A | G | <p>Allen-Bradley PanelView Plus 600 Operator Interface Terminal with Keypad/Touchscreen input, 5.7-inch Monochrome Display, and 120 Volts AC Power Supply.</p> | 98.4227
24416 | 2711P-B6M8D | G | <p>Allen-Bradley PanelView Plus 600 Operator Interface Terminal with Keypad/Touchscreen input, 5.7-inch Monochrome Display, and 24 Volts DC Power Supply.</p> | 96.0526
9937 | 2711P-B7C15A1 | G | Panelview Plus 700 Touchscreen/Keypad 6.5 in Color Display with ControlNet Communication AC Power Logic Module with 64MB
9938 | 2711P-B7C15A2 | G | Panelview Plus 700 Touchscreen/Keypad 6.5 in Color Display with ControlNet Communication AC Power Logic Module with 128MB
9940 | 2711P-B7C15A7 | G | Panelview Plus 700 Touchscreen/Keypad 6.5 in Color Display with ControlNet Communication AC Power CE Logic Module with 256 MB | 98.4127
9942 | 2711P-B7C15B2 | G | Panelview Plus 700 Touchscreen/Keypad 6.5 in Color Display with ControlNet Communication AC Power/DC Power Logic Module with 128MB | 98.0843
9943 | 2711P-B7C15D1 | G | Panelview Plus 700 Touchscreen/Keypad 6.5 in Color Display with ControlNet Communication DC Power Logic Module with 64MB
9944 | 2711P-B7C15D2 | G | Panelview Plus 700 Touchscreen/Keypad 6.5 in Color Display with ControlNet Communication DC Power Logic Module with 128MB
9945 | 2711P-B7C15D6 | G | Panelview Plus 700 Touchscreen/Keypad 6.5 in Color Display with ControlNet Communication DC Power CE Logic Module with 128 MB | 99.2063
9946 | 2711P-B7C15D7 | G | Panelview Plus 700 Touchscreen/Keypad 6.5 in Color Display with ControlNet Communication DC Power CE Logic Module with 256 MB | 99.2063
31620 | 2711P-B7C22A9P | G | The Allen-Bradley 2711P-B15C22A9P is a PanelView Plus 7 Performance operator terminal. This Human Machine Interface (HMI) device is powered by an external supply voltage of 100-240VAC. It has a 6.5-inch Color active matrix, thin-film transistor (TFT) LCD screen with embedded Touchscreen and keypad operator interfaces. It has a variety of communication ports such as, Two (2) Ethernet and Three (3) USB ports. It has a Windows CE 6.0 Extended software. | 99.6685
31619 | 2711P-B7C22A9P-B | G | Allen Bradley Panelview Plus 7 Terminal, Performance Model, with Touchscreen and Keypad, 7 VGA, TFT Color Display, with One Ethernet Port, 100-240VAC Powered , Windows CE OS License, without Branding | 98.7531
31617 | 2711P-B7C22D9P | G | The Allen-Bradley 2711P-B15C22D9P is a PanelView Plus 7 Performance operator terminal. This Human Machine Interface (HMI) device is powered by an external supply voltage of 18-32VDC. It has a 6.5-inch Color active matrix, thin-film transistor (TFT) LCD screen with embedded Touchscreen and keypad operator interfaces. It has a variety of communication ports such as, Two (2) Ethernet and Three (3) USB ports. It has a Windows CE 6.0 Extended software. | 99.667
31618 | 2711P-B7C22D9P-B | G | Allen Bradley Panelview Plus 7 Terminal, Performance Model, with Touchscreen and Keypad, 7 VGA, TFT Color Display, with One Ethernet Port, 24V DC Powered, Windows CE OS License, without Branding | 98.7212
9947 | 2711P-B7C4A1 | G | Panelview Plus 700 Touchscreen/Keypad 6.5 in Color Display Ethernet, RS-232, and two USB AC Power Logic Module with 64MB
9948 | 2711P-B7C4A2 | G | Panelview Plus 700 Touchscreen/Keypad 6.5 in Color Display Ethernet, RS-232, and two USB AC Power Logic Module with 128MB
9950 | 2711P-B7C4A7 | G | Panelview Plus 700 Touchscreen/Keypad 6.5 in Color Display Ethernet, RS-232, and two USB AC Power CE Logic Module with 256 MB | 98.4252
30118 | 2711P-B7C4A9 | G | PanelView Plus 6 Operator interface , 700 Terminal, with Keypad/Touch, Color display, - Ethernet & RS-232, AC Powered Unit, and the Windows CE 6.0 Operating System with Extended Features | 99.2
9952 | 2711P-B7C4B2 | G | Panelview Plus 700 Touchscreen/Keypad 6.5 in Color Display Ethernet, RS-232, and two USB AC Power/DC Power Logic Module with 128MB | 98.0989
9954 | 2711P-B7C4D2 | G | Panelview Plus 700 Touchscreen/Keypad 6.5 in Color Display Ethernet, RS-232, and two USB DC Power Logic Module with 128MB
9955 | 2711P-B7C4D6 | G | Panelview Plus 700 Touchscreen/Keypad 6.5 in Color Display Ethernet, RS-232, and two USB DC Power CE Logic Module with 128 MB | 99.2126
9956 | 2711P-B7C4D7 | G | Panelview Plus 700 Touchscreen/Keypad 6.5 in Color Display Ethernet, RS-232, and two USB DC Power CE Logic Module with 256 MB | 99.2126
30116 | 2711P-B7C4D9 | G | PanelView Plus 6 Operator interface , 700 Terminal, with Keypad/Touch, Color display, - Ethernet & RS-232, DC Powered Unit, and the Windows CE 6.0 Operating System with Extended Features | 99.4652
9957 | 2711P-B7C6A1 | G | Panelview Plus 700 Touchscreen/Keypad 6.5 in Color Display with DH+ /DH-485 communication AC Power Logic Module with 64MB
9958 | 2711P-B7C6A2 | G | Panelview Plus 700 Touchscreen/Keypad 6.5 in Color Display with DH+ /DH-485 communication AC Power Logic Module with 128MB
9959 | 2711P-B7C6A6 | G | Panelview Plus 700 Touchscreen/Keypad 6.5 in Color Display with DH+ /DH-485 communication AC Power CE Logic Module with 128 MB | 97.6562
9960 | 2711P-B7C6A7 | G | Panelview Plus 700 Touchscreen/Keypad 6.5 in Color Display with DH+ /DH-485 communication AC Power CE Logic Module with 256 MB | 99.2188
9962 | 2711P-B7C6B2 | G | Panelview Plus 700 Touchscreen/Keypad 6.5 in Color Display with DH+ /DH-485 communication AC Power/DC Power Logic Module with 128MB | 98.1132
9963 | 2711P-B7C6D1 | G | Panelview Plus 700 Touchscreen/Keypad 6.5 in Color Display with DH+ /DH-485 communication DC Power Logic Module with 64MB
9964 | 2711P-B7C6D2 | G | Panelview Plus 700 Touchscreen/Keypad 6.5 in Color Display with DH+ /DH-485 communication DC Power Logic Module with 128MB
9965 | 2711P-B7C6D6 | G | Panelview Plus 700 Touchscreen/Keypad 6.5 in Color Display with DH+ /DH-485 communication DC Power CE Logic Module with 128 MB | 99.2188
12451 | 2711PC-B4C20D | G | PanelView Plus 6 Compact series with Color display with Ethernet and RS-232 communication, 24V DC input power, FactoryTalk View Compact Machine Edition software, and 512 MB nonvolatile memory and 256 MB RAM | 96
12452 | 2711PC-B4C20D8 | G | PanelView Plus 6 Compact series with Color display with Ethernet and RS-232 communication, 24V DC input power, FactoryTalk View Compact Machine Edition software, and 512 MB nonvolatile memory and 256 MB RAM | 100
12453 | 2711PC-B4C20D8-LR | G | PanelView Plus 6 Compact series with Color display with Ethernet and RS-232 communication, 24V DC input power, FactoryTalk View Compact Machine Edition software, and 512 MB nonvolatile memory and 256 MB RAM | 100
12449 | 2711PC-K4M20D | G | <p>PanelView Plus 6 Compact series with Monochrome display with Ethernet and RS-232 communication, 24V DC input power, FactoryTalk View Compact Machine Edition software, and 512 MB nonvolatile memory and 256 MB RAM</p> |  | 2
12450 | 2711PC-K4M20D8 | G | <p>PanelView Plus 6 Compact series with Monochrome display with Ethernet and RS-232 communication, 24V DC input power, FactoryTalk View Compact Machine Edition software, and 512 MB nonvolatile memory and 256 MB RAM</p> | 100
12456 | 2711PC-T6C20D | G | PanelView Plus 6 Compact series with Color display with Ethernet and RS-232 communication, 24V DC input power, FactoryTalk View Compact Machine Edition software, and 512 MB nonvolatile memory and 256 MB RAM | 100
12457 | 2711PC-T6C20D8 | G | The Allen-Bradley 2711PC-T6C20D8 is a Panelview Plus 6 600 Operator Terminal. This operator terminal is powered by an external 18-32VDC supply voltage and has a 5.7-inch colored display with embedded Ethernet, RS-232 and Two (2) USB ports. This operator terminal has a keypad and touchscreen input interface. | 97.8998
10125 | 2711P-K10C15A1 | G | Panelview Plus 1000 Keypad 10.4 in Color Display with ControlNet Communication AC Power Logic Module with 64MB
10126 | 2711P-K10C15A2 | G | Panelview Plus 1000 Keypad 10.4 in Color Display with ControlNet Communication AC Power Logic Module with 128MB
10127 | 2711P-K10C15A6 | G | Panelview Plus 1000 Keypad 10.4 in Color Display with ControlNet Communication AC Power CE Logic Module with 128 MB
10128 | 2711P-K10C15A7 | G | Panelview Plus 1000 Keypad 10.4 in Color Display with ControlNet Communication AC Power CE Logic Module with 256 MB
10129 | 2711P-K10C15B1 | G | Panelview Plus 1000 Keypad 10.4 in Color Display with ControlNet Communication AC Power/DC Power Logic Module with 64MB
10130 | 2711P-K10C15B2 | G | Panelview Plus 1000 Keypad 10.4 in Color Display with ControlNet Communication AC Power/DC Power Logic Module with 128MB
10131 | 2711P-K10C15D1 | G | <p>Panelview Plus 1000 Keypad 10.4 in Color Display with ControlNet Communication DC Power Logic Module with 64MB</p>
10132 | 2711P-K10C15D2 | G | Panelview Plus 1000 Keypad 10.4 in Color Display with ControlNet Communication DC Power Logic Module with 128MB
10133 | 2711P-K10C15D6 | G | Panelview Plus 1000 Keypad 10.4 in Color Display with ControlNet Communication DC Power CE Logic Module with 128 MB
10134 | 2711P-K10C15D7 | G | Panelview Plus 1000 Keypad 10.4 in Color Display with ControlNet Communication DC Power CE Logic Module with 256 MB
10135 | 2711P-K10C4A1 | G | Panelview Plus 1000 Keypad 10.4 in Color Display Ethernet, RS-232, and two USB AC Power Logic Module with 64MB
10136 | 2711P-K10C4A2 | G | Panelview Plus 1000 Keypad 10.4 in Color Display Ethernet, RS-232, and two USB AC Power Logic Module with 128MB
10137 | 2711P-K10C4A6 | G | Panelview Plus 1000 Keypad 10.4 in Color Display Ethernet, RS-232, and two USB AC Power CE Logic Module with 128 MB
10138 | 2711P-K10C4A7 | G | Panelview Plus 1000 Keypad 10.4 in Color Display Ethernet, RS-232, and two USB AC Power CE Logic Module with 256 MB
30115 | 2711P-K10C4A8 | G | PanelView Plus 6 Operator interface , 1000 Terminal, Keypad, Color display, - Ethernet & RS-232, AC Powered Unit, and the Windows CE 6.0 Operating System | 95.2978
30114 | 2711P-K10C4A9 | G | PanelView Plus 6 Operator interface , 1000 Terminal, Keypad, Color display, - Ethernet & RS-232, AC Powered Unit, and the Windows CE 6.0 Operating System with Extended Features | 96.9863
10139 | 2711P-K10C4B1 | G | Panelview Plus 1000 Keypad 10.4 in Color Display Ethernet, RS-232, and two USB AC Power/DC Power Logic Module with 64MB
10140 | 2711P-K10C4B2 | G | Panelview Plus 1000 Keypad 10.4 in Color Display Ethernet, RS-232, and two USB AC Power/DC Power Logic Module with 128MB
10142 | 2711P-K10C4D2 | G | Panelview Plus 1000 Keypad 10.4 in Color Display Ethernet, RS-232, and two USB DC Power Logic Module with 128MB
10143 | 2711P-K10C4D6 | G | Panelview Plus 1000 Keypad 10.4 in Color Display Ethernet, RS-232, and two USB DC Power CE Logic Module with 128 MB
10144 | 2711P-K10C4D7 | G | Panelview Plus 1000 Keypad 10.4 in Color Display Ethernet, RS-232, and two USB DC Power CE Logic Module with 256 MB
30112 | 2711P-K10C4D9 | G | <p>PanelView Plus 6 Operator interface , 1000 Terminal, Keypad, Color display, - Ethernet &amp; RS-232, DC Powered Unit, and the Windows CE 6.0 Operating System with Extended Features</p> | 95.8904
10145 | 2711P-K10C6A1 | G | Panelview Plus 1000 Keypad 10.4 in Color Display with DH+ /DH-485 communication AC Power Logic Module with 64MB
10146 | 2711P-K10C6A2 | G | Panelview Plus 1000 Keypad 10.4 in Color Display with DH+ /DH-485 communication AC Power Logic Module with 128MB
10147 | 2711P-K10C6A6 | G | Panelview Plus 1000 Keypad 10.4 in Color Display with DH+ /DH-485 communication AC Power CE Logic Module with 128 MB
10148 | 2711P-K10C6A7 | G | Panelview Plus 1000 Keypad 10.4 in Color Display with DH+ /DH-485 communication AC Power CE Logic Module with 256 MB
10149 | 2711P-K10C6B1 | G | Panelview Plus 1000 Keypad 10.4 in Color Display with DH+ /DH-485 communication AC Power/DC Power Logic Module with 64MB
10150 | 2711P-K10C6B2 | G | Panelview Plus 1000 Keypad 10.4 in Color Display with DH+ /DH-485 communication AC Power/DC Power Logic Module with 128MB
10151 | 2711P-K10C6D1 | G | Panelview Plus 1000 Keypad 10.4 in Color Display with DH+ /DH-485 communication DC Power Logic Module with 64MB
10152 | 2711P-K10C6D2 | G | Panelview Plus 1000 Keypad 10.4 in Color Display with DH+ /DH-485 communication DC Power Logic Module with 128MB
10153 | 2711P-K10C6D6 | G | Panelview Plus 1000 Keypad 10.4 in Color Display with DH+ /DH-485 communication DC Power CE Logic Module with 128 MB
10154 | 2711P-K10C6D7 | G | Panelview Plus 1000 Keypad 10.4 in Color Display with DH+ /DH-485 communication DC Power CE Logic Module with 256 MB
12719 | 2711P-K12C15A1 | G | Panelview Plus 1250 Keypad 12.1 in Color Display with ControlNet Communication AC Power Logic Module with 64MB
12720 | 2711P-K12C15A2 | G | Panelview Plus 1250 Keypad 12.1 in Color Display with ControlNet Communication AC Power Logic Module with 128MB
12721 | 2711P-K12C15A6 | G | Panelview Plus 1250 Keypad 12.1 in Color Display with ControlNet Communication AC Power CE Logic Module with 128 MB
12722 | 2711P-K12C15A7 | G | Panelview Plus 1250 Keypad 12.1 in Color Display with ControlNet Communication AC Power CE Logic Module with 256 MB
12723 | 2711P-K12C15B1 | G | Panelview Plus 1250 Keypad 12.1 in Color Display with ControlNet Communication AC Power/DC Power Logic Module with 64MB
12724 | 2711P-K12C15B2 | G | Panelview Plus 1250 Keypad 12.1 in Color Display with ControlNet Communication AC Power/DC Power Logic Module with 128MB
12725 | 2711P-K12C15D1 | G | Panelview Plus 1250 Keypad 12.1 in Color Display with ControlNet Communication DC Power Logic Module with 64MB
12726 | 2711P-K12C15D2 | G | Panelview Plus 1250 Keypad 12.1 in Color Display with ControlNet Communication DC Power Logic Module with 128MB
12727 | 2711P-K12C15D6 | G | Panelview Plus 1250 Keypad 12.1 in Color Display with ControlNet Communication DC Power CE Logic Module with 128 MB
12728 | 2711P-K12C15D7 | G | Panelview Plus 1250 Keypad 12.1 in Color Display with ControlNet Communication DC Power CE Logic Module with 256 MB
12729 | 2711P-K12C4A1 | G | Panelview Plus 1250 Keypad 12.1 in Color Display Ethernet, RS-232, and two USB AC Power Logic Module with 64MB
12730 | 2711P-K12C4A2 | G | Panelview Plus 1250 Keypad 12.1 in Color Display Ethernet, RS-232, and two USB AC Power Logic Module with 128MB
12731 | 2711P-K12C4A6 | G | Panelview Plus 1250 Keypad 12.1 in Color Display Ethernet, RS-232, and two USB AC Power CE Logic Module with 128 MB
12732 | 2711P-K12C4A7 | G | Panelview Plus 1250 Keypad 12.1 in Color Display Ethernet, RS-232, and two USB AC Power CE Logic Module with 256 MB
30110 | 2711P-K12C4A9 | G | PanelView Plus 6 Operator interface , 1250 Terminal, Keypad, Color display, - Ethernet & RS-232, AC Powered Unit, and the Windows CE 6.0 Operating System with Extended Features | 98.8701
12733 | 2711P-K12C4B1 | G | Panelview Plus 1250 Keypad 12.1 in Color Display Ethernet, RS-232, and two USB AC Power/DC Power Logic Module with 64MB
12734 | 2711P-K12C4B2 | G | Panelview Plus 1250 Keypad 12.1 in Color Display Ethernet, RS-232, and two USB AC Power/DC Power Logic Module with 128MB
12735 | 2711P-K12C4D1 | G | Panelview Plus 1250 Keypad 12.1 in Color Display Ethernet, RS-232, and two USB DC Power Logic Module with 64MB
12736 | 2711P-K12C4D2 | G | Panelview Plus 1250 Keypad 12.1 in Color Display Ethernet, RS-232, and two USB DC Power Logic Module with 128MB
12737 | 2711P-K12C4D6 | G | Panelview Plus 1250 Keypad 12.1 in Color Display Ethernet, RS-232, and two USB DC Power CE Logic Module with 128 MB
12738 | 2711P-K12C4D7 | G | Panelview Plus 1250 Keypad 12.1 in Color Display Ethernet, RS-232, and two USB DC Power CE Logic Module with 256 MB
30109 | 2711P-K12C4D8 | G | The Allen-Bradley 2711P-K12C4D8 is a Panelview Plus 6 1250 Operator Terminal. This operator terminal is powered by an external 18-32VDC supply voltage and has a12.1-inch colored display with embedded Ethernet, RS-232 communication interface and Two (2) USB peripheral ports. This operator terminal has a keypad input interface. | 98.4756
30108 | 2711P-K12C4D9 | G | PanelView Plus 6 Operator interface , 1250 Terminal, Keypad, Color display, - Ethernet & RS-232, DC Powered Unit, and the Windows CE 6.0 Operating System with Extended Features | 99.435
12739 | 2711P-K12C6A1 | G | Panelview Plus 1250 Keypad 12.1 in Color Display with DH+ /DH-485 communication AC Power Logic Module with 64MB
12740 | 2711P-K12C6A2 | G | Panelview Plus 1250 Keypad 12.1 in Color Display with DH+ /DH-485 communication AC Power Logic Module with 128MB
12741 | 2711P-K12C6A6 | G | Panelview Plus 1250 Keypad 12.1 in Color Display with DH+ /DH-485 communication AC Power CE Logic Module with 128 MB
12742 | 2711P-K12C6A7 | G | Panelview Plus 1250 Keypad 12.1 in Color Display with DH+ /DH-485 communication AC Power CE Logic Module with 256 MB
12743 | 2711P-K12C6B1 | G | Panelview Plus 1250 Keypad 12.1 in Color Display with DH+ /DH-485 communication AC Power/DC Power Logic Module with 64MB
12744 | 2711P-K12C6B2 | G | Panelview Plus 1250 Keypad 12.1 in Color Display with DH+ /DH-485 communication AC Power/DC Power Logic Module with 128MB
12745 | 2711P-K12C6D1 | G | Panelview Plus 1250 Keypad 12.1 in Color Display with DH+ /DH-485 communication DC Power Logic Module with 64MB
12746 | 2711P-K12C6D2 | G | Panelview Plus 1250 Keypad 12.1 in Color Display with DH+ /DH-485 communication DC Power Logic Module with 128MB
12747 | 2711P-K12C6D6 | G | Panelview Plus 1250 Keypad 12.1 in Color Display with DH+ /DH-485 communication DC Power CE Logic Module with 128 MB
12748 | 2711P-K12C6D7 | G | Panelview Plus 1250 Keypad 12.1 in Color Display with DH+ /DH-485 communication DC Power CE Logic Module with 256 MB
28833 | 2711P-K15C15A1 | G | Panelview Plus 1500 Keypad 15 in Color Display with ControlNet Communication AC Power Logic Module with 64MB
28832 | 2711P-K15C15A2 | G | Panelview Plus 1500 Keypad 15 in Color Display with ControlNet Communication AC Power Logic Module with 128MB
28830 | 2711P-K15C15A6 | G | Panelview Plus 1500 Keypad 15 in Color Display with ControlNet Communication AC Power CE Logic Module with 128 MB
28831 | 2711P-K15C15A7 | G | Panelview Plus 1500 Keypad 15 in Color Display with ControlNet Communication AC Power CE Logic Module with 256 MB
28835 | 2711P-K15C15B1 | G | Panelview Plus 1500 Keypad 15 in Color Display with ControlNet Communication AC Power/DC Power Logic Module with 64MB
28834 | 2711P-K15C15B2 | G | Panelview Plus 1500 Keypad 15 in Color Display with ControlNet Communication AC Power/DC Power Logic Module with 128MB
28839 | 2711P-K15C15D1 | G | Panelview Plus 1500 Keypad 15 in Color Display with ControlNet Communication DC Power Logic Module with 64MB
28838 | 2711P-K15C15D2 | G | Panelview Plus 1500 Keypad 15 in Color Display with ControlNet Communication DC Power Logic Module with 128MB
28836 | 2711P-K15C15D6 | G | Panelview Plus 1500 Keypad 15 in Color Display with ControlNet Communication DC Power CE Logic Module with 128 MB
28837 | 2711P-K15C15D7 | G | Panelview Plus 1500 Keypad 15 in Color Display with ControlNet Communication DC Power CE Logic Module with 256 MB
28823 | 2711P-K15C4A1 | G | Panelview Plus 1500 Keypad 15 in Color Display Ethernet, RS-232, and two USB AC Power Logic Module with 64MB
28822 | 2711P-K15C4A2 | G | Panelview Plus 1500 Keypad 15 in Color Display Ethernet, RS-232, and two USB AC Power Logic Module with 128MB
28820 | 2711P-K15C4A6 | G | Panelview Plus 1500 Keypad 15 in Color Display Ethernet, RS-232, and two USB AC Power CE Logic Module with 128 MB
28821 | 2711P-K15C4A7 | G | Panelview Plus 1500 Keypad 15 in Color Display Ethernet, RS-232, and two USB AC Power CE Logic Module with 256 MB
30107 | 2711P-K15C4A8 | G | PanelView Plus 6 Operator interface , 1500 Terminal, Keypad, Color display, - Ethernet & RS-232, AC Powered Unit, and the Windows CE 6.0 Operating System | 99.3506
30106 | 2711P-K15C4A9 | G | PanelView Plus 6 Operator interface , 1500 Terminal, Keypad, Color display, - Ethernet & RS-232, AC Powered Unit, and the Windows CE 6.0 Operating System with Extended Features | 99.435
28825 | 2711P-K15C4B1 | G | Panelview Plus 1500 Keypad 15 in Color Display Ethernet, RS-232, and two USB AC Power/DC Power Logic Module with 64MB
28824 | 2711P-K15C4B2 | G | Panelview Plus 1500 Keypad 15 in Color Display Ethernet, RS-232, and two USB AC Power/DC Power Logic Module with 128MB
28829 | 2711P-K15C4D1 | G | <p>Panelview Plus 1500 Keypad 15 in Color Display Ethernet, RS-232, and two USB DC Power Logic Module with 64MB</p>
28828 | 2711P-K15C4D2 | G | Panelview Plus 1500 Keypad 15 in Color Display Ethernet, RS-232, and two USB DC Power Logic Module with 128MB
28826 | 2711P-K15C4D6 | G | Panelview Plus 1500 Keypad 15 in Color Display Ethernet, RS-232, and two USB DC Power CE Logic Module with 128 MB
28827 | 2711P-K15C4D7 | G | Panelview Plus 1500 Keypad 15 in Color Display Ethernet, RS-232, and two USB DC Power CE Logic Module with 256 MB
30105 | 2711P-K15C4D8 | G | PanelView Plus 6 Operator interface , 1500 Terminal, Keypad, Color display, - Ethernet & RS-232, DC Powered Unit, and the Windows CE 6.0 Operating System | 99.3506
30104 | 2711P-K15C4D9 | G | PanelView Plus 6 Operator interface , 1500 Terminal, Keypad, Color display, - Ethernet & RS-232, DC Powered Unit, and the Windows CE 6.0 Operating System with Extended Features | 99.435
28843 | 2711P-K15C6A1 | G | Panelview Plus 1500 Keypad 15 in Color Display with DH+ /DH-485 communication AC Power Logic Module with 64MB
28842 | 2711P-K15C6A2 | G | Panelview Plus 1500 Keypad 15 in Color Display with DH+ /DH-485 communication AC Power Logic Module with 128MB
28840 | 2711P-K15C6A6 | G | Panelview Plus 1500 Keypad 15 in Color Display with DH+ /DH-485 communication AC Power CE Logic Module with 128 MB
28841 | 2711P-K15C6A7 | G | Panelview Plus 1500 Keypad 15 in Color Display with DH+ /DH-485 communication AC Power CE Logic Module with 256 MB
28845 | 2711P-K15C6B1 | G | Panelview Plus 1500 Keypad 15 in Color Display with DH+ /DH-485 communication AC Power/DC Power Logic Module with 64MB
28844 | 2711P-K15C6B2 | G | Panelview Plus 1500 Keypad 15 in Color Display with DH+ /DH-485 communication AC Power/DC Power Logic Module with 128MB
28849 | 2711P-K15C6D1 | G | Panelview Plus 1500 Keypad 15 in Color Display with DH+ /DH-485 communication DC Power Logic Module with 64MB
28848 | 2711P-K15C6D2 | G | Panelview Plus 1500 Keypad 15 in Color Display with DH+ /DH-485 communication DC Power Logic Module with 128MB
28846 | 2711P-K15C6D6 | G | Panelview Plus 1500 Keypad 15 in Color Display with DH+ /DH-485 communication DC Power CE Logic Module with 128 MB
28847 | 2711P-K15C6D7 | G | Panelview Plus 1500 Keypad 15 in Color Display with DH+ /DH-485 communication DC Power CE Logic Module with 256 MB
10595 | 2711P-K4C20A | G | 3.5-in. Display Color Keypad - AC 400 Terminal
30103 | 2711P-K4C20A8 | G | PanelView Plus 6 Operator interface , 400 Terminal, Keypad, Color display, Ethernet and RS-232 Communication, AC Powered Unit, and the Windows CE 6.0 Operating System | 98.7952
10596 | 2711P-K4C20D | G | 3.5-in. Display Color Keypad - DC 400 Terminal
30102 | 2711P-K4C20D8 | G | PanelView Plus 6 Operator interface , 400 Terminal, Keypad, Color display, Ethernet and RS-232 Communication, DC Powered Unit, and the Windows CE 6.0 Operating System | 99.3976
10597 | 2711P-K4C3A | G | The Panelview Plus 400 has a 3.5 inch Color Display and a Keypad it is AC Powered and communicates via a DH-485 Port
10598 | 2711P-K4C3D | G | The Panelview Plus 400 has a 3.5 inch Color Display and a Keypad it is DC Powered and communicates via a DH-485 Port
10599 | 2711P-K4C5A | G | 3.5-in. Display Color Keypad - AC 400 Terminal
30101 | 2711P-K4C5A8 | G | PanelView Plus 6 Operator interface , 400 Terminal, Keypad, Color display, RS-232 communication port, AC Powered Unit, and the Windows CE 6.0 Operating System | 96.6361
10600 | 2711P-K4C5D | G | 3.5-in. Display Color Keypad - DC 400 Terminal
30100 | 2711P-K4C5D8 | G | <p>PanelView Plus 6 Operator interface , 400 Terminal, Keypad, Color display, RS-232 communication port, DC Powered Unit, and the Windows CE 6.0 Operating System</p> | 96.9136
10601 | 2711P-K4M20A | G | 3.5-in. Display Grayscale Keypad - AC 400 Terminal
30098 | 2711P-K4M20D8 | G | The Allen-Bradley 2711P-K4M20D8 is a Panelview Plus 6 400 Operator Terminal. This operator terminal is powered by an external 18-32VDC supply voltage and has a 3.5-inch colored display with embedded Ethernet, RS-232 communication interface and Two (2) USB peripheral ports. This operator terminal has a keypad input interface. | 97.3966
10603 | 2711P-K4M3A | G | The Panelview Plus 400 has a 3.5 inch Grayscale Display and a Keypad it is AC Powered and communicates via a DH-485 Port
10605 | 2711P-K4M5A | G | 3.5-in. Display Grayscale Keypad - AC 400 Terminal
30097 | 2711P-K4M5A8 | G | PanelView Plus 6 Operator interface , 400 Terminal, Keypad, Grayscale Display, RS-232 communication port, AC Powered Unit, and the Windows CE 6.0 Operating System | 96.1194
10606 | 2711P-K4M5D | G | 3.5-in. Display Grayscale Keypad - DC 400 Terminal
30096 | 2711P-K4M5D8 | G | PanelView Plus 6 Operator interface , 400 Terminal, Keypad, Grayscale Display, RS-232 communication port, DC Powered Unit, and the Windows CE 6.0 Operating System | 99.3827
24397 | 2711P-K6C1A | G | Allen-Bradley PanelView Plus 600 Operator Interface Terminal with Keypad input, 5.7-inch Color Display, and 120 Volts AC Power Supply. | 100
24398 | 2711P-K6C1D | G | Allen-Bradley PanelView Plus 600 Operator Interface Terminal with Keypad input, 5.7-inch Color Display, and 24 Volts DC Power Supply. | 100
24373 | 2711P-K6C20A | G | <p>5.7-in. Color Keypad AC 600 Terminal</p>
30095 | 2711P-K6C20A8 | G | PanelView Plus 6 Operator interface , 600 Terminal, Keypad, Color display, Ethernet and RS-232 Communication, AC Powered Unit, and the Windows CE 6.0 Operating System | 99.3976
30094 | 2711P-K6C20A9 | G | PanelView Plus 6 Operator interface , 600 Terminal, Keypad, Color display, Ethernet and RS-232 Communication, AC Powered Unit, and the Windows CE 6.0 Operating System with Extended Features | 96.6581
24374 | 2711P-K6C20D | G | <p>5.7-in. Color Keypad DC 600 Terminal</p>
30093 | 2711P-K6C20D9 | G | PanelView Plus 6 Operator interface , 600 Terminal, Keypad, Color display, Ethernet and RS-232 Communication, DC Powered Unit, and the Windows CE 6.0 Operating System with Extended Features | 99.4709
24399 | 2711P-K6C3A | G | Allen-Bradley PanelView Plus 600 Operator Interface Terminal with Keypad input, 5.7-inch Color Display, and 120 Volts AC Power Supply. | 98.1273
24400 | 2711P-K6C3D | G | Allen-Bradley PanelView Plus 600 Operator Interface Terminal with Keypad input, 5.7-inch Color Display, and 24 Volts DC Power Supply. | 97.0803
24375 | 2711P-K6C5A | G | 5.7-in. Color Keypad AC 600 Terminal
30092 | 2711P-K6C5A8 | G | PanelView Plus 6 Operator interface , 600 Terminal, Keypad, Color display, RS-232 communication port, AC Powered Unit, and the Windows CE 6.0 Operating System | 99.3671
30091 | 2711P-K6C5A9 | G | PanelView Plus 6 Operator interface , 600 Terminal, Keypad, Color display, RS-232 communication port, AC Powered Unit, and the Windows CE 6.0 Operating System with Extended Features | 96.5147
24376 | 2711P-K6C5D | G | <p>5.7-in. Color Keypad DC 600 Terminal</p>
30064 | 2711P-K6C5D8 | G | PanelView Plus 6 Operator interface , 600 Terminal, Keypad, Color display, RS-232 communication port, DC Powered Unit, and the Windows CE 6.0 Operating System | 99.3671
30090 | 2711P-K6C5D9 | G | PanelView Plus 6 Operator interface , 600 Terminal, Keypad, Color display, RS-232 communication port, DC Powered Unit, and the Windows CE 6.0 Operating System with Extended Features | 99.4475
24417 | 2711P-K6C8A | G | <p>Allen-Bradley PanelView Plus 600 Operator Interface Terminal with Keypad input, 5.7-inch Color Display, and 120 Volts AC Power Supply.</p> | 98.2332
24418 | 2711P-K6C8D | G | <p>Allen-Bradley PanelView Plus 600 Operator Interface Terminal with Keypad input, 5.7-inch Color Display, and 24 Volts DC Power Supply.</p> | 96.8641
24401 | 2711P-K6M1A | G | Allen-Bradley PanelView Plus 600 Operator Interface Terminal with Keypad input, 5.7-inch Monochrome Display, and 120 Volts AC Power Supply. | 100
24402 | 2711P-K6M1D | G | Allen-Bradley PanelView Plus 600 Operator Interface Terminal with Keypad input, 5.7-inch Monochrome Display, and 24 Volts DC Power Supply. | 100
24377 | 2711P-K6M20A | G | 5.7-in. Grayscale Keypad AC 600 Terminal
30089 | 2711P-K6M20A8 | G | The Allen-Bradley 2711P-K6M20A8 is a Panelview Plus 6 600 Operator Terminal. This operator terminal is powered by an external 100-240 VAC supply voltage and has a 5.7-inch monochrome display with embedded Ethernet and RS-232 communication Interface and USB peripheral ports. It has an embedded Windows CE 6.0 interface and operated using the embedded keypad input interface. | 96.4613
24378 | 2711P-K6M20D | G | The Allen-Bradley 2711P-K6M20D is a Panelview Plus 600 Operator Terminal. This operator terminal is powered by an external 18-32VDC supply voltage and has a 5.5-inch monochrome display with embedded Ethernet, RS-232, USB and Communication Module Interface. This operator terminal has a keypad input interface. | 97.1154
30061 | 2711P-K6M20D8 | G | The Allen-Bradley 2711P-K6M20D8 is a Panelview Plus 6 600 Operator Terminal. This operator terminal is powered by an external 18-32VDC supply voltage and has a 5.7-inch monochrome display with embedded Ethernet and RS-232 communication Interface and USB peripheral ports. It has an embedded Windows CE 6.0 interface and operated using the embedded keypad input interface. | 98.5235
24403 | 2711P-K6M3A | G | Allen-Bradley PanelView Plus 600 Operator Interface Terminal with Keypad input, 5.7-inch Monochrome Display, and 120 Volts AC Power Supply. | 98.1949
24404 | 2711P-K6M3D | G | Allen-Bradley PanelView Plus 600 Operator Interface Terminal with Keypad input, 5.7-inch Monochrome Display, and 24 Volts DC Power Supply. | 97.1831
24379 | 2711P-K6M5A | G | 5.7-in. Display Grayscale Keypad AC 600 Terminal
30062 | 2711P-K6M5A8 | G | PanelView Plus 6 Operator interface , 600 Terminal, Keypad, Grayscale Display, RS-232 communication port, AC Powered Unit, and the Windows CE 6.0 Operating System | 99.3827
24380 | 2711P-K6M5D | G | 5.7-in. Grayscale Keypad DC 600 Terminal
30063 | 2711P-K6M5D8 | G | PanelView Plus 6 Operator interface , 600 Terminal, Keypad, Grayscale Display, RS-232 communication port, DC Powered Unit, and the Windows CE 6.0 Operating System | 99.3827
9967 | 2711P-K7C15A1 | G | Panelview Plus 700 Keypad 6.5 in Color Display with ControlNet Communication AC Power Logic Module with 64MB
9968 | 2711P-K7C15A2 | G | Panelview Plus 700 Keypad 6.5 in Color Display with ControlNet Communication AC Power Logic Module with 128MB
9969 | 2711P-K7C15A6 | G | Panelview Plus 700 Keypad 6.5 in Color Display with ControlNet Communication AC Power CE Logic Module with 128 MB
9970 | 2711P-K7C15A7 | G | Panelview Plus 700 Keypad 6.5 in Color Display with ControlNet Communication AC Power CE Logic Module with 256 MB
9971 | 2711P-K7C15B1 | G | Panelview Plus 700 Keypad 6.5 in Color Display with ControlNet Communication AC Power/DC Power Logic Module with 64MB
9972 | 2711P-K7C15B2 | G | Panelview Plus 700 Keypad 6.5 in Color Display with ControlNet Communication AC Power/DC Power Logic Module with 128MB
9973 | 2711P-K7C15D1 | G | Panelview Plus 700 Keypad 6.5 in Color Display with ControlNet Communication DC Power Logic Module with 64MB
9974 | 2711P-K7C15D2 | G | Panelview Plus 700 Keypad 6.5 in Color Display with ControlNet Communication DC Power Logic Module with 128MB
9975 | 2711P-K7C15D6 | G | Panelview Plus 700 Keypad 6.5 in Color Display with ControlNet Communication DC Power CE Logic Module with 128 MB
9976 | 2711P-K7C15D7 | G | Panelview Plus 700 Keypad 6.5 in Color Display with ControlNet Communication DC Power CE Logic Module with 256 MB
9977 | 2711P-K7C4A1 | G | Panelview Plus 700 Keypad 6.5 in Color Display Ethernet, RS-232, and two USB AC Power Logic Module with 64MB
9978 | 2711P-K7C4A2 | G | Panelview Plus 700 Keypad 6.5 in Color Display Ethernet, RS-232, and two USB AC Power Logic Module with 128MB
9979 | 2711P-K7C4A6 | G | Panelview Plus 700 Keypad 6.5 in Color Display Ethernet, RS-232, and two USB AC Power CE Logic Module with 128 MB
9980 | 2711P-K7C4A7 | G | Panelview Plus 700 Keypad 6.5 in Color Display Ethernet, RS-232, and two USB AC Power CE Logic Module with 256 MB
30088 | 2711P-K7C4A8 | G | The Allen-Bradley 2711P-K7C4A8 is a Panelview Plus 6 700 Operator Terminal. This operator terminal is powered by an external 100-240 VAC supply voltage and has a 6.5-inch colored display with embedded Ethernet and RS-232 communication Interfaces. It has an embedded Windows CE 6.0 interface and operated using the embedded keypad input interface. | 96.181
30087 | 2711P-K7C4A9 | G | PanelView Plus 6 Operator interface , 700 Terminal, Keypad, Color display, - Ethernet & RS-232, AC Powered Unit, and the Windows CE 6.0 Operating System with Extended Features | 99.1501
9981 | 2711P-K7C4B1 | G | Panelview Plus 700 Keypad 6.5 in Color Display Ethernet, RS-232, and two USB AC Power/DC Power Logic Module with 64MB
9982 | 2711P-K7C4B2 | G | Panelview Plus 700 Keypad 6.5 in Color Display Ethernet, RS-232, and two USB AC Power/DC Power Logic Module with 128MB
9983 | 2711P-K7C4D1 | G | Panelview Plus 700 Keypad 6.5 in Color Display Ethernet, RS-232, and two USB DC Power Logic Module with 64MB
9984 | 2711P-K7C4D2 | G | Panelview Plus 700 Keypad 6.5 in Color Display Ethernet, RS-232, and two USB DC Power Logic Module with 128MB
9985 | 2711P-K7C4D6 | G | Panelview Plus 700 Keypad 6.5 in Color Display Ethernet, RS-232, and two USB DC Power CE Logic Module with 128 MB
9986 | 2711P-K7C4D7 | G | Panelview Plus 700 Keypad 6.5 in Color Display Ethernet, RS-232, and two USB DC Power CE Logic Module with 256 MB
30059 | 2711P-K7C4D8 | G | PanelView Plus 6 Operator interface , 700 Terminal, Keypad, Color display, - Ethernet & RS-232, DC Powered Unit, and the Windows CE 6.0 Operating System | 99.0228
30060 | 2711P-K7C4D9 | G | PanelView Plus 6 Operator interface , 700 Terminal, Keypad, Color display, - Ethernet & RS-232, DC Powered Unit, and the Windows CE 6.0 Operating System with Extended Features | 99.4318
9987 | 2711P-K7C6A1 | G | Panelview Plus 700 Keypad 6.5 in Color Display with DH+ /DH-485 communication AC Power Logic Module with 64MB
9988 | 2711P-K7C6A2 | G | Panelview Plus 700 Keypad 6.5 in Color Display with DH+ /DH-485 communication AC Power Logic Module with 128MB
9989 | 2711P-K7C6A6 | G | Panelview Plus 700 Keypad 6.5 in Color Display with DH+ /DH-485 communication AC Power CE Logic Module with 128 MB
9990 | 2711P-K7C6A7 | G | Panelview Plus 700 Keypad 6.5 in Color Display with DH+ /DH-485 communication AC Power CE Logic Module with 256 MB
9991 | 2711P-K7C6B1 | G | Panelview Plus 700 Keypad 6.5 in Color Display with DH+ /DH-485 communication AC Power/DC Power Logic Module with 64MB
9992 | 2711P-K7C6B2 | G | Panelview Plus 700 Keypad 6.5 in Color Display with DH+ /DH-485 communication AC Power/DC Power Logic Module with 128MB
9993 | 2711P-K7C6D1 | G | Panelview Plus 700 Keypad 6.5 in Color Display with DH+ /DH-485 communication DC Power Logic Module with 64MB
9994 | 2711P-K7C6D2 | G | Panelview Plus 700 Keypad 6.5 in Color Display with DH+ /DH-485 communication DC Power Logic Module with 128MB
9995 | 2711P-K7C6D6 | G | Panelview Plus 700 Keypad 6.5 in Color Display with DH+ /DH-485 communication DC Power CE Logic Module with 128 MB
9996 | 2711P-K7C6D7 | G | Panelview Plus 700 Keypad 6.5 in Color Display with DH+ /DH-485 communication DC Power CE Logic Module with 256 MB
10155 | 2711P-T10C15A1 | G | Panelview Plus 1000 Touchscreen 10.4 in Color Display with ControlNet Communication AC Power Logic Module with 64MB
10156 | 2711P-T10C15A2 | G | Panelview Plus 1000 Touchscreen 10.4 in Color Display with ControlNet Communication AC Power Logic Module with 128MB
10157 | 2711P-T10C15A6 | G | Panelview Plus 1000 Touchscreen 10.4 in Color Display with ControlNet Communication AC Power CE Logic Module with 128 MB
10158 | 2711P-T10C15A7 | G | Panelview Plus 1000 Touchscreen 10.4 in Color Display with ControlNet Communication AC Power CE Logic Module with 256 MB
10159 | 2711P-T10C15B1 | G | Panelview Plus 1000 Touchscreen 10.4 in Color Display with ControlNet Communication AC Power/DC Power Logic Module with 64MB
10160 | 2711P-T10C15B2 | G | Panelview Plus 1000 Touchscreen 10.4 in Color Display with ControlNet Communication AC Power/DC Power Logic Module with 128MB
10161 | 2711P-T10C15D1 | G | Panelview Plus 1000 Touchscreen 10.4 in Color Display with ControlNet Communication DC Power Logic Module with 64MB
10162 | 2711P-T10C15D2 | G | Panelview Plus 1000 Touchscreen 10.4 in Color Display with ControlNet Communication DC Power Logic Module with 128MB
10163 | 2711P-T10C15D6 | G | Panelview Plus 1000 Touchscreen 10.4 in Color Display with ControlNet Communication DC Power CE Logic Module with 128 MB
10164 | 2711P-T10C15D7 | G | Panelview Plus 1000 Touchscreen 10.4 in Color Display with ControlNet Communication DC Power CE Logic Module with 256 MB
31614 | 2711P-T10C22A9P | G | The Allen-Bradley 2711P-T10C22A9P is a PanelView Plus 7 Performance operator terminal. This Human Machine Interface (HMI) device is powered by an external supply voltage of 100-240VAC. It has a 10.4-inch Color active matrix, thin-film transistor (TFT) LCD screen with embedded Touchscreen operator interface. It has a variety of communication ports such as, Two (2) Ethernet and Three (3) USB ports. It has a Windows CE 6.0 Extended software. | 98.3278
31612 | 2711P-T10C22A9P-B | G | Allen Bradley Panelview Plus 7 Terminal, Performance Model, with a Touchcreen,10 SVGA, TFT Color Display, with One Ethernet Port, 100-240VAC Powered , Windows CE OS License, without Branding | 96.4286
31569 | 2711P-T10C22D8S-B | G | <p>Panelview Plus 7 Operator Interface Standard Model, Touchscreen, 10.4 in. TFT Color Display DLR Ethernet Communication Port, with 24 VDC Power, Windows CE OS License Operating System, HMI, Brandless Version</p> | 98.829
31613 | 2711P-T10C22D9P | G | The Allen-Bradley 2711P-T10C22D9P is a Panelview Plus 7 Performance Operator Terminal. This operator terminal is powered by an external 18-30VDC supply voltage and has a 10.4-inch colored display with embedded Two (2) Ethernet and Two (3) USB communication ports. This operator terminal has a touchscreen input interface. | 95.1181
31611 | 2711P-T10C22D9P-B | G | Allen Bradley Panelview Plus 7 Terminal, Performance Model, with a Touchcreen,10 SVGA, TFT Color Display, with One Ethernet Port, 24V DC Powered, Windows CE OS License, without Branding | 97.6127
10165 | 2711P-T10C4A1 | G | Panelview Plus 1000 Touchscreen 10.4 in Color Display Ethernet, RS-232, and two USB AC Power Logic Module with 64MB
10166 | 2711P-T10C4A2 | G | Panelview Plus 1000 Touchscreen 10.4 in Color Display Ethernet, RS-232, and two USB AC Power Logic Module with 128MB
10167 | 2711P-T10C4A6 | G | Panelview Plus 1000 Touchscreen 10.4 in Color Display Ethernet, RS-232, and two USB AC Power CE Logic Module with 128 MB
10168 | 2711P-T10C4A7 | G | Panelview Plus 1000 Touchscreen 10.4 in Color Display Ethernet, RS-232, and two USB AC Power CE Logic Module with 256 MB
10169 | 2711P-T10C4B1 | G | The Allen-Bradley 2711P-T10C4B1 is a Panelview Plus 1000 Operator Terminal. This operator terminal is powered by an external 18-32VDC supply voltage and has a 10.4-inch colored display with embedded RS232 and Ethernet communication ports. This operator terminal has a Touchscreen input interface. | 96.4467
10170 | 2711P-T10C4B2 | G | Panelview Plus 1000 Touchscreen 10.4 in Color Display Ethernet, RS-232, and two USB AC Power/DC Power Logic Module with 128MB | 97.2973
10171 | 2711P-T10C4D1 | G | The Allen-Bradley 2711P-T10C4D1 is a Panelview Plus 1000 Operator Terminal. This operator terminal is powered by an external 18-32VDC supply voltage and has a 10.4-inch colored display with embedded RS232 and Ethernet communication ports. This operator terminal has a Touchscreen input interface. | 99.6622
10172 | 2711P-T10C4D2 | G | The Allen-Bradley 2711P-T10C4D2 is an Allen-Bradley PanelView Plus 1000 Operator Terminal. This operator terminal is powered by an external 18-32VDC supply voltage and has a 10.4-inch colored display with embedded RS232 and Ethernet communication ports. This operator terminal has a Touchscreen input interface. | 97.1609
10173 | 2711P-T10C4D6 | G | Panelview Plus 1000 Touchscreen 10.4 in Color Display Ethernet, RS-232, and two USB DC Power CE Logic Module with 128 MB
10174 | 2711P-T10C4D7 | G | Panelview Plus 1000 Touchscreen 10.4 in Color Display Ethernet, RS-232, and two USB DC Power CE Logic Module with 256 MB
30054 | 2711P-T10C4D8 | G | The Allen-Bradley 2711P-T10C4D8 is a Panelview Plus 6 1000 Operator Terminal. This operator terminal is powered by an external 18-30VDC supply voltage and has a 10.4-inch colored display with embedded Ethernet, RS232, and Two (2) USB communication port. This operator terminal has a touchscreen input interface. | 98.7179
10175 | 2711P-T10C6A1 | G | Panelview Plus 1000 Touchscreen 10.4 in Color Display with DH+ /DH-485 communication AC Power Logic Module with 64MB
10176 | 2711P-T10C6A2 | G | Panelview Plus 1000 Touchscreen 10.4 in Color Display with DH+ /DH-485 communication AC Power Logic Module with 128MB
10177 | 2711P-T10C6A6 | G | Panelview Plus 1000 Touchscreen 10.4 in Color Display with DH+ /DH-485 communication AC Power CE Logic Module with 128 MB
10178 | 2711P-T10C6A7 | G | Panelview Plus 1000 Touchscreen 10.4 in Color Display with DH+ /DH-485 communication AC Power CE Logic Module with 256 MB
10179 | 2711P-T10C6B1 | G | Panelview Plus 1000 Touchscreen 10.4 in Color Display with DH+ /DH-485 communication AC Power/DC Power Logic Module with 64MB | 98.0237
10180 | 2711P-T10C6B2 | G | Panelview Plus 1000 Touchscreen 10.4 in Color Display with DH+ /DH-485 communication AC Power/DC Power Logic Module with 128MB | 97.318
10181 | 2711P-T10C6D1 | G | Panelview Plus 1000 Touchscreen 10.4 in Color Display with DH+ /DH-485 communication DC Power Logic Module with 64MB
10182 | 2711P-T10C6D2 | G | Panelview Plus 1000 Touchscreen 10.4 in Color Display with DH+ /DH-485 communication DC Power Logic Module with 128MB
10183 | 2711P-T10C6D6 | G | Panelview Plus 1000 Touchscreen 10.4 in Color Display with DH+ /DH-485 communication DC Power CE Logic Module with 128 MB
10184 | 2711P-T10C6D7 | G | Panelview Plus 1000 Touchscreen 10.4 in Color Display with DH+ /DH-485 communication DC Power CE Logic Module with 256 MB
12749 | 2711P-T12C15A1 | G | <p>Panelview Plus 1250 Touchscreen 12.1 in Color Display with ControlNet Communication AC Power Logic Module with 64MB</p>
12750 | 2711P-T12C15A2 | G | Panelview Plus 1250 Touchscreen 12.1 in Color Display with ControlNet Communication AC Power Logic Module with 128MB
12751 | 2711P-T12C15A6 | G | Panelview Plus 1250 Touchscreen 12.1 in Color Display with ControlNet Communication AC Power CE Logic Module with 128 MB
12752 | 2711P-T12C15A7 | G | Panelview Plus 1250 Touchscreen 12.1 in Color Display with ControlNet Communication AC Power CE Logic Module with 256 MB
12754 | 2711P-T12C15B2 | G | Panelview Plus 1250 Touchscreen 12.1 in Color Display with ControlNet Communication AC Power/DC Power Logic Module with 128MB
12755 | 2711P-T12C15D1 | G | Panelview Plus 1250 Touchscreen 12.1 in Color Display with ControlNet Communication DC Power Logic Module with 64MB
12756 | 2711P-T12C15D2 | G | Panelview Plus 1250 Touchscreen 12.1 in Color Display with ControlNet Communication DC Power Logic Module with 128MB
12757 | 2711P-T12C15D6 | G | Panelview Plus 1250 Touchscreen 12.1 in Color Display with ControlNet Communication DC Power CE Logic Module with 128 MB
12758 | 2711P-T12C15D7 | G | Panelview Plus 1250 Touchscreen 12.1 in Color Display with ControlNet Communication DC Power CE Logic Module with 256 MB
12759 | 2711P-T12C4A1 | G | Panelview Plus 1250 Touchscreen 12.1 in Color Display Ethernet, RS-232, and two USB AC Power Logic Module with 64MB
12760 | 2711P-T12C4A2 | G | Panelview Plus 1250 Touchscreen 12.1 in Color Display Ethernet, RS-232, and two USB AC Power Logic Module with 128MB
12761 | 2711P-T12C4A6 | G | Panelview Plus 1250 Touchscreen 12.1 in Color Display Ethernet, RS-232, and two USB AC Power CE Logic Module with 128 MB
30083 | 2711P-T12C4A8 | G | The Allen-Bradley 2711P-T12C4A8 is a Panelview Plus 6 1250 Operator Terminal. This operator terminal is powered by an external 100-240VAC supply voltage and has a 12.1-inch colored display with embedded Ethernet, RS232, and Two (2) USB communication port. This operator terminal has a touchscreen input interface. | 98.4026
12763 | 2711P-T12C4B1 | G | Panelview Plus 1250 Touchscreen 12.1 in Color Display Ethernet, RS-232, and two USB AC Power/DC Power Logic Module with 64MB
12764 | 2711P-T12C4B2 | G | Panelview Plus 1250 Touchscreen 12.1 in Color Display Ethernet, RS-232, and two USB AC Power/DC Power Logic Module with 128MB | 97.2973
12767 | 2711P-T12C4D6 | G | Panelview Plus 1250 Touchscreen 12.1 in Color Display Ethernet, RS-232, and two USB DC Power CE Logic Module with 128 MB
12768 | 2711P-T12C4D7 | G | Panelview Plus 1250 Touchscreen 12.1 in Color Display Ethernet, RS-232, and two USB DC Power CE Logic Module with 256 MB
30082 | 2711P-T12C4D8 | G | The Allen-Bradley 2711P-T12C4D8 is a Panelview Plus 6 1250 Operator Terminal. This operator terminal is powered by an external 18-30VDC supply voltage and has a 12.1-inch colored display with embedded Ethernet, RS232, and Two (2) USB communication port. This operator terminal has a touchscreen input interface. | 98.3974
30081 | 2711P-T12C4D9 | G | <p>PanelView Plus 6 Operator interface , 1250 Terminal, with Touchscreen, Color display, - Ethernet &amp; RS-232, DC Powered Unit, and the Windows CE 6.0 Operating System with Extended Features</p> | 98.9899
12770 | 2711P-T12C6A2 | G | Panelview Plus 1250 Touchscreen 12.1 in Color Display with DH+ /DH-485 communication AC Power Logic Module with 128MB
12771 | 2711P-T12C6A6 | G | Panelview Plus 1250 Touchscreen 12.1 in Color Display with DH+ /DH-485 communication AC Power CE Logic Module with 128 MB
12772 | 2711P-T12C6A7 | G | Panelview Plus 1250 Touchscreen 12.1 in Color Display with DH+ /DH-485 communication AC Power CE Logic Module with 256 MB
12773 | 2711P-T12C6B1 | G | Panelview Plus 1250 Touchscreen 12.1 in Color Display with DH+ /DH-485 communication AC Power/DC Power Logic Module with 64MB | 97.2973
12774 | 2711P-T12C6B2 | G | Panelview Plus 1250 Touchscreen 12.1 in Color Display with DH+ /DH-485 communication AC Power/DC Power Logic Module with 128MB | 98.0237
12775 | 2711P-T12C6D1 | G | Panelview Plus 1250 Touchscreen 12.1 in Color Display with DH+ /DH-485 communication DC Power Logic Module with 64MB
12777 | 2711P-T12C6D6 | G | Panelview Plus 1250 Touchscreen 12.1 in Color Display with DH+ /DH-485 communication DC Power CE Logic Module with 128 MB
12778 | 2711P-T12C6D7 | G | Panelview Plus 1250 Touchscreen 12.1 in Color Display with DH+ /DH-485 communication DC Power CE Logic Module with 256 MB
31582 | 2711P-T12W21D8S | G | The Allen-Bradley 2711P-T12W21D8S is a Panelview Plus 7 Operator Terminal. This operator terminal is powered by an external 18-30VDC supply voltage and has a 12.1-inch widescreen colored display with embedded One (1) Ethernet and Two (2) USB communication ports. This operator terminal has a touchscreen input interface. | 98.7461
31581 | 2711P-T12W21D8S-B | G | Panelview Plus 7 Operator Interface Standard Model, Touchscreen, 12.1 in. Wide aspect ratio Color DLR Ethernet Communication Port, with 24 VDC Power, Windows CE OS License Operating System, HMI, Brandless Version |  | 2
31610 | 2711P-T12W22A9P | G | The Allen-Bradley 2711P-T12W22A9P is a PanelView Plus 7 Performance operator terminal. This Human Machine Interface (HMI) device is powered by an external supply voltage of 100-240VAC. It has a 12.1-inch Color active matrix, thin-film transistor (TFT) LCD wide screen with embedded Touchscreen operator interface. It has a variety of communication ports such as, Two (2) Ethernet and Three (3) USB ports. It has a Windows CE 6.0 Extended software. | 98.427
31568 | 2711P-T12W22D8S | G | The Allen-Bradley 2711P-T12W22D8S is a PanelView Plus 7 Standard operator terminal. This Human Machine Interface (HMI) device is powered by an external supply voltage of 18-30VDC. It has a 12.1-inch Color active matrix, thin-film transistor (TFT) LCD wide screen with embedded Touchscreen operator interface. It has a variety of communication ports such as, Two (2) Ethernet and Two (2) USB ports. It has a Windows CE operating system. | 99.0783
31567 | 2711P-T12W22D8S-B | G | Panelview Plus 7 Operator Interface Standard Model, Touchscreen, 12.1 in. Wide aspect ratio Color DLR Ethernet Communication Port, with 24 VDC Power, Windows CE OS License Operating System, HMI, Brandless Version | 100
31608 | 2711P-T12W22D9P | G | The Allen-Bradley 2711P-T12W22A9P is a PanelView Plus 7 Performance operator terminal. This Human Machine Interface (HMI) device is powered by an external supply voltage of 18-32VDC. It has a 12.1-inch Color active matrix, thin-film transistor (TFT) LCD wide screen with embedded Touchscreen operator interface. It has a variety of communication ports such as, Two (2) Ethernet and Three (3) USB ports. It has a Windows CE 6.0 Extended software. | 99.1031
31607 | 2711P-T12W22D9P-B | G | Allen Bradley Panelview Plus 7 Terminal, Performance Model, with a Touchcreen, 12 WXGA, Wide aspect ration Color Display, with One Ethernet Port, 24V DC Powered, Windows CE OS License, without Branding | 97.7995
28863 | 2711P-T15C15A1 | G | Panelview Plus 1500 Touchscreen 15 in Color Display with ControlNet Communication AC Power Logic Module with 64MB
28862 | 2711P-T15C15A2 | G | Panelview Plus 1500 Touchscreen 15 in Color Display with ControlNet Communication AC Power Logic Module with 128MB
28860 | 2711P-T15C15A6 | G | Panelview Plus 1500 Touchscreen 15 in Color Display with ControlNet Communication AC Power CE Logic Module with 128 MB
28861 | 2711P-T15C15A7 | G | Panelview Plus 1500 Touchscreen 15 in Color Display with ControlNet Communication AC Power CE Logic Module with 256 MB
28865 | 2711P-T15C15B1 | G | Panelview Plus 1500 Touchscreen 15 in Color Display with ControlNet Communication AC Power/DC Power Logic Module with 64MB
28864 | 2711P-T15C15B2 | G | Panelview Plus 1500 Touchscreen 15 in Color Display with ControlNet Communication AC Power/DC Power Logic Module with 128MB
28869 | 2711P-T15C15D1 | G | Panelview Plus 1500 Touchscreen 15 in Color Display with ControlNet Communication DC Power Logic Module with 64MB
28868 | 2711P-T15C15D2 | G | Panelview Plus 1500 Touchscreen 15 in Color Display with ControlNet Communication DC Power Logic Module with 128MB
28866 | 2711P-T15C15D6 | G | Panelview Plus 1500 Touchscreen 15 in Color Display with ControlNet Communication DC Power CE Logic Module with 128 MB
28867 | 2711P-T15C15D7 | G | Panelview Plus 1500 Touchscreen 15 in Color Display with ControlNet Communication DC Power CE Logic Module with 256 MB
31580 | 2711P-T15C21D8S | G | Panelview Plus 7 Operator Interface Standard Model, Touchscreen, 15 in. TFT Color Display DLR Ethernet Communication Port, with 24 VDC Power, Windows CE OS License Operating System, HMI, Brandless Version | 95.9036
31579 | 2711P-T15C21D8S-B | G | Panelview Plus 7 Operator Interface Standard Model, Touchscreen, 15 in. TFT Color Display DLR Ethernet Communication Port, with 24 VDC Power, Windows CE OS License Operating System, HMI, Brandless Version | 100
31606 | 2711P-T15C22A9P | G | The Allen-Bradley 2711P-T15C22A9P is a PanelView Plus 7 Performance operator terminal. This Human Machine Interface (HMI) device is powered by an external supply voltage of 100-240VAC. It has a 15-inch Color active matrix, thin-film transistor (TFT) LCD screen with embedded Touchscreen operator interface. It has a variety of communication ports such as, Two (2) Ethernet and Three (3) USB ports. It has a Windows CE 6.0 Extended software. | 99.2072
31605 | 2711P-T15C22A9P-B | G | Allen Bradley Panelview Plus 7 Terminal, Performance Model, with a Touchcreen, 15 XGA, TFT Color Display, with One Ethernet Port, 100-240VAC Powered , Windows CE OS License, without Branding | 97.9058
31566 | 2711P-T15C22D8S | G | The Allen-Bradley 2711P-T15C22D8S is a PanelView Plus 7 Standard operator terminal. This Human Machine Interface (HMI) device is powered by an external supply voltage of 18-30VDC. It has a 15-inch Color active matrix, thin-film transistor (TFT) LCD with embedded Touchscreen operator interface. It has a variety of communication ports such as, Two (2) Ethernet and Two (2) USB ports. It has a Windows CE operating system. | 99.2874
31565 | 2711P-T15C22D8S-B | G | Panelview Plus 7 Operator Interface Standard Model, Touchscreen, 15 in. TFT Color Display DLR Ethernet Communication Port, with 24 VDC Power, Windows CE OS License Operating System, HMI, Brandless Version | 100
31604 | 2711P-T15C22D9P | G | The Allen-Bradley 2711P-T15C22D9P is a PanelView Plus 7 Performance operator terminal. This Human Machine Interface (HMI) device is powered by an external supply voltage of 18-32VDC. It has a 15-inch Color active matrix, thin-film transistor (TFT) LCD screen with embedded Touchscreen operator interface. It has a variety of communication ports such as, Two (2) Ethernet and Three (3) USB ports. It has a Windows CE 6.0 Extended software. | 98.861
31603 | 2711P-T15C22D9P-B | G | Allen Bradley Panelview Plus 7 Terminal, Performance Model, with a Touchcreen, 15 XGA, TFT Color Display, with One Ethernet Port, 24V DC Powered, Windows CE OS License, without Branding | 97.8495
28853 | 2711P-T15C4A1 | G | The Allen-Bradley 2711P-T15C4A1 is an Allen-Bradley PanelView Plus 1500 Operator Terminal. This operator terminal is powered by an external 85-264VAC supply voltage and has a 15.0 inch colored display with embedded RS232 and Ethernet communication ports. This operator terminal has a Touchscreen input interface. | 95.7237
28852 | 2711P-T15C4A2 | G | Panelview Plus 1500 Touchscreen 15 in Color Display Ethernet, RS-232, and two USB AC Power Logic Module with 128MB
28850 | 2711P-T15C4A6 | G | Panelview Plus 1500 Touchscreen 15 in Color Display Ethernet, RS-232, and two USB AC Power CE Logic Module with 128 MB
28851 | 2711P-T15C4A7 | G | Panelview Plus 1500 Touchscreen 15 in Color Display Ethernet, RS-232, and two USB AC Power CE Logic Module with 256 MB
30080 | 2711P-T15C4A8 | G | The 2711P-T15C4A8 is a graphic operator terminal from Allen-Bradley. It is part of the PanelView Plus 1500 operator terminal. It is a Human Machine Interface (HMI) device that is powered by an external supply voltage range of 85-264 VAC with 15.0-inch Color active matrix, thin-film transistor (TFT) display. It has an embedded Touchscreen operator interface and provided with multiple communication interfaces such as, One (1) Ethernet, One (1) RS-232 and Two (2) USB ports. It has a Windows CE 6.0 basic software. | 96.1538
28855 | 2711P-T15C4B1 | G | Panelview Plus 1500 Touchscreen 15 in Color Display Ethernet, RS-232, and two USB AC Power/DC Power Logic Module with 64MB
28854 | 2711P-T15C4B2 | G | Panelview Plus 1500 Touchscreen 15 in Color Display Ethernet, RS-232, and two USB AC Power/DC Power Logic Module with 128MB
28858 | 2711P-T15C4D2 | G | Panelview Plus 1500 Touchscreen 15 in Color Display Ethernet, RS-232, and two USB DC Power Logic Module with 128MB
28857 | 2711P-T15C4D7 | G | Panelview Plus 1500 Touchscreen 15 in Color Display Ethernet, RS-232, and two USB DC Power CE Logic Module with 256 MB
30078 | 2711P-T15C4D8 | G | The Allen-Bradley 2711P-T15C4D8 is a Panelview Plus 6 1500 Operator Terminal. This operator terminal is powered by an external 18-30VDC supply voltage and has a 15.0-inch colored display with embedded Ethernet, RS232, and Two (2) USB communication port. This operator terminal has a touchscreen input interface. | 98.5554
28873 | 2711P-T15C6A1 | G | Panelview Plus 1500 Touchscreen 15 in Color Display with DH+ /DH-485 communication AC Power Logic Module with 64MB
28872 | 2711P-T15C6A2 | G | Panelview Plus 1500 Touchscreen 15 in Color Display with DH+ /DH-485 communication AC Power Logic Module with 128MB
28870 | 2711P-T15C6A6 | G | Panelview Plus 1500 Touchscreen 15 in Color Display with DH+ /DH-485 communication AC Power CE Logic Module with 128 MB
28871 | 2711P-T15C6A7 | G | Panelview Plus 1500 Touchscreen 15 in Color Display with DH+ /DH-485 communication AC Power CE Logic Module with 256 MB
28875 | 2711P-T15C6B1 | G | Panelview Plus 1500 Touchscreen 15 in Color Display with DH+ /DH-485 communication AC Power/DC Power Logic Module with 64MB
28874 | 2711P-T15C6B2 | G | Panelview Plus 1500 Touchscreen 15 in Color Display with DH+ /DH-485 communication AC Power/DC Power Logic Module with 128MB | 97.2973
28879 | 2711P-T15C6D1 | G | Panelview Plus 1500 Touchscreen 15 in Color Display with DH+ /DH-485 communication DC Power Logic Module with 64MB
28878 | 2711P-T15C6D2 | G | Panelview Plus 1500 Touchscreen 15 in Color Display with DH+ /DH-485 communication DC Power Logic Module with 128MB
28876 | 2711P-T15C6D6 | G | Panelview Plus 1500 Touchscreen 15 in Color Display with DH+ /DH-485 communication DC Power CE Logic Module with 128 MB
28877 | 2711P-T15C6D7 | G | Panelview Plus 1500 Touchscreen 15 in Color Display with DH+ /DH-485 communication DC Power CE Logic Module with 256 MB
31602 | 2711P-T19C22A9P | G | The Allen-Bradley 2711P-T19C22A9P is a PanelView Plus 7 Performance operator terminal. This Human Machine Interface (HMI) device is powered by an external supply voltage of 100-240VAC. It has a 19-inch Color active matrix, thin-film transistor (TFT) LCD screen with embedded Touchscreen operator interface. It has a variety of communication ports such as, Two (2) Ethernet and Three (3) USB ports. It has a Windows CE 6.0 Extended software. | 99.5455
31601 | 2711P-T19C22A9P-B | G | Allen Bradley Panelview Plus 7 Terminal, Performance Model, with a Touchcreen, 19 SXGA, TFT Color Display, with One Ethernet Port, 100-240VAC Powered , Windows CE OS License, without Branding | 99.2167
31600 | 2711P-T19C22D9P | G | The Allen-Bradley 2711P-T19C22D9P is a PanelView Plus 7 Performance operator terminal. This Human Machine Interface (HMI) device is powered by an external supply voltage of 18-32VDC. It has a 19-inch Color active matrix, thin-film transistor (TFT) LCD screen with embedded Touchscreen operator interface. It has a variety of communication ports such as, Two (2) Ethernet and Three (3) USB ports. It has a Windows CE 6.0 Extended software. | 99.5434
31598 | 2711P-T19C22D9P-B | G | Allen Bradley Panelview Plus 7 Terminal, Performance Model, with a Touchcreen, 19 SXGA, TFT Color Display, with One Ethernet Port, 24V DC Powered, Windows CE OS License, without Branding | 99.1957
31599 | 2711P-T4W21D8S | G | The Allen-Bradley 2711P-T4W21D8S is a Panelview Plus 7 Operator Terminal. This operator terminal is powered by an external 18-30VDC supply voltage and has a 4.3-inch widescreen colored display with embedded One (1) Ethernet and Two (2) USB communication ports. This operator terminal has a touchscreen input interface. | 95.8861
31577 | 2711P-T4W22D8S-B | G | <p>Panelview Plus 7 Operator Interface Standard Model, Touchscreen, 4.3 in. Wide aspect ratio Color DLR Ethernet Communication Port, with 24 VDC Power, Windows CE OS License Operating System, HMI, Brandless Version</p> | 96.9838
24406 | 2711P-T6C1D | G | Allen-Bradley PanelView Plus 600 Operator Interface Terminal with Touchscreen input, 5.7-inch Color Display, and 24 Volts DC Power Supply. | 100
24381 | 2711P-T6C20A | G | The Allen-Bradley 2711P-T6C20A is a Panelview Plus 600 Operator Terminal. This operator terminal is powered by an external 85-264V AC supply voltage and has a 5.5-inch colored display with embedded Ethernet, RS232 and USB ports. This operator terminal has touchscreen input interface. | 98.4183
30076 | 2711P-T6C20A8 | G | The Allen-Bradley 2711P-T6C20A8 is a Panelview Plus 6 600 Operator Terminal. This operator terminal is powered by an external 100-240VAC supply voltage and has a 5.7-inch colored display with embedded Ethernet, RS-232 and Two (2) USB ports. This operator terminal has touchscreen input interface. | 96.3576
30074 | 2711P-T6C20D8 | G | The Allen-Bradley 2711P-T6C20D8 is a Panelview Plus 6 600 Operator Terminal. This operator terminal is powered by an external 18-30VDC supply voltage and has a 5.7-inch colored display with embedded Ethernet, RS-232 and Two (2) USB ports. This operator terminal has touchscreen input interface. | 98.3051
30073 | 2711P-T6C20D9 | G | PanelView Plus 6 Operator interface , 600 Terminal, with Touchscreen, Color display, Ethernet and RS-232 Communication, DC Powered Unit, and the Windows CE 6.0 Operating System with Extended Features | 96.7419
31596 | 2711P-T6C21D8S | G | The Allen-Bradley 2711P-T6C21D8S is a Panelview Plus 7 Operator Terminal. This operator terminal is powered by an external 18-30VDC supply voltage and has a 5.7-inch widescreen colored display with embedded One (1) Ethernet and Two (2) USB communication ports. This operator terminal has a touchscreen input interface. | 98.7421
31595 | 2711P-T6C21D8S-B | G | PanelView Plus 7 Operator Interface Standard Model, Touchscreen, 5.7 in., TFT Color Display, Single Ethernet Communication Port, with 24 VDC Power, Windows CE OS License Operating System, HMI, Brandless Version | 98.818
31576 | 2711P-T6C22D8S | G | The Allen-Bradley 2711P-T6C22D8S is a PanelView Plus 7 Standard operator terminal. This Human Machine Interface (HMI) device is powered by an external supply voltage of 18-30VDC. It has a 5.7-inch Color active matrix, thin-film transistor (TFT) LCD with embedded Touchscreen operator interface. It has a variety of communication ports such as, Two (2) Ethernet and Two (2) USB ports. It has a Windows CE operating system. | 97.6581
31575 | 2711P-T6C22D8S-B | G | Panelview Plus 7 Operator Interface Standard Model, Touchscreen, 5.7 in. TFT Color Display DLR Ethernet Communication Port, with 24 VDC Power, Windows CE OS License Operating System, HMI, Brandless Version | 99.2665
24407 | 2711P-T6C3A | G | Allen-Bradley PanelView Plus 600 Operator Interface Terminal with Touchscreen input, 5.7-inch Color Display, and 120 Volts AC Power Supply. | 98.1949
24408 | 2711P-T6C3D | G | Allen-Bradley PanelView Plus 600 Operator Interface Terminal with Touchscreen input, 5.7-inch Color Display, and 24 Volts DC Power Supply. | 97.1831
24383 | 2711P-T6C5A | G | <p>5.7-in. Color Touch AC 600 Terminal</p>
30072 | 2711P-T6C5A8 | G | PanelView Plus 6 Operator interface , 600 Terminal, with Touchscreen, Color display, RS-232 communication port, AC Powered Unit, and the Windows CE 6.0 Operating System | 96.1424
30071 | 2711P-T6C5A9 | G | PanelView Plus 6 Operator interface , 600 Terminal, with Touchscreen, Color display, RS-232 communication port, AC Powered Unit, and the Windows CE 6.0 Operating System with Extended Features | 96.0836
30068 | 2711P-T6C5D8 | G | The Allen-Bradley 2711P-T6C5D8 is a Panelview Plus 6 600 Operator Terminal. This operator terminal is powered by an external 18-30VDC supply voltage and has a 5.7-inch colored display with embedded RS-232 and Two (2) USB ports. This operator terminal has touchscreen input interface. | 97.747
30067 | 2711P-T6C5D9 | G | PanelView Plus 6 Operator interface , 600 Terminal, with Touchscreen, Color display, RS-232 communication port, DC Powered Unit, and the Windows CE 6.0 Operating System with Extended Features | 99.4764
24421 | 2711P-T6C8A | G | <p>Allen-Bradley PanelView Plus 600 Operator Interface Terminal with Touchscreen input, 5.7-inch Color Display, and 120 Volts AC Power Supply.</p> | 98.2935
24409 | 2711P-T6M1A | G | Allen-Bradley PanelView Plus 600 Operator Interface Terminal with Touchscreen input, 5.7-inch Monochrome Display, and 120 Volts AC Power Supply. | 100
24410 | 2711P-T6M1D | G | Allen-Bradley PanelView Plus 600 Operator Interface Terminal with Touchscreen input, 5.7-inch Monochrome Display, and 24 Volts DC Power Supply. | 100
30065 | 2711P-T6M20D8 | G | The Allen-Bradley 2711P-T6M20D8 is a Panelview Plus 6 600 Operator Terminal. This operator terminal is powered by an external 18-30VDC supply voltage and has a 5.7-inch grayscale display with embedded Ethernet, RS-232 and Two (2) USB ports. This operator terminal has touchscreen input interface. | 97.6271
24411 | 2711P-T6M3A | G | Allen-Bradley PanelView Plus 600 Operator Interface Terminal with Touchscreen input, 5.7-inch Monochrome Display, and 120 Volts AC Power Supply. | 100
24387 | 2711P-T6M5A | G | <p>5.7-in. Grayscale Touch AC 600 Terminal</p>
30058 | 2711P-T6M5A8 | G | PanelView Plus 6 Operator interface , 600 Terminal, with Touchscreen, Grayscale Display, RS-232 communication port, AC Powered Unit, and the Windows CE 6.0 Operating System | 96.2319
30057 | 2711P-T6M5D8 | G | PanelView Plus 6 Operator interface , 600 Terminal, with Touchscreen, Grayscale Display, RS-232 communication port, DC Powered Unit, and the Windows CE 6.0 Operating System | 99.4186
24423 | 2711P-T6M8A | G | Allen-Bradley PanelView Plus 600 Operator Interface Terminal with Touchscreen input, 5.7-inch Monochrome Display, and 120 Volts AC Power Supply. | 98.2578
24424 | 2711P-T6M8D | G | Allen-Bradley PanelView Plus 600 Operator Interface Terminal with Touchscreen input, 5.7-inch Monochrome Display, and 24 Volts DC Power Supply. |  | 2
9997 | 2711P-T7C15A1 | G | Panelview Plus 700 Touchscreen 6.5 in Color Display with ControlNet Communication AC Power Logic Module with 64MB
9998 | 2711P-T7C15A2 | G | Panelview Plus 700 Touchscreen 6.5 in Color Display with ControlNet Communication AC Power Logic Module with 128MB
9999 | 2711P-T7C15A6 | G | Panelview Plus 700 Touchscreen 6.5 in Color Display with ControlNet Communication AC Power CE Logic Module with 128 MB
10000 | 2711P-T7C15A7 | G | Panelview Plus 700 Touchscreen 6.5 in Color Display with ControlNet Communication AC Power CE Logic Module with 256 MB
10001 | 2711P-T7C15B1 | G | Panelview Plus 700 Touchscreen 6.5 in Color Display with ControlNet Communication AC Power/DC Power Logic Module with 64MB
10002 | 2711P-T7C15B2 | G | Panelview Plus 700 Touchscreen 6.5 in Color Display with ControlNet Communication AC Power/DC Power Logic Module with 128MB
10003 | 2711P-T7C15D1 | G | Panelview Plus 700 Touchscreen 6.5 in Color Display with ControlNet Communication DC Power Logic Module with 64MB
10004 | 2711P-T7C15D2 | G | Panelview Plus 700 Touchscreen 6.5 in Color Display with ControlNet Communication DC Power Logic Module with 128MB
10005 | 2711P-T7C15D6 | G | Panelview Plus 700 Touchscreen 6.5 in Color Display with ControlNet Communication DC Power CE Logic Module with 128 MB
10006 | 2711P-T7C15D7 | G | Panelview Plus 700 Touchscreen 6.5 in Color Display with ControlNet Communication DC Power CE Logic Module with 256 MB
31594 | 2711P-T7C21D8S | G | The Allen-Bradley 2711P-T7C21D8S is a Panelview Plus 7 Operator Terminal. This operator terminal is powered by an external 18-30VDC supply voltage and has a 6.5-inch widescreen colored display with embedded One (1) Ethernet and Two (2) USB communication ports. This operator terminal has a touchscreen input interface. | 99.0566
31593 | 2711P-T7C21D8S-B | G | PanelView Plus 7 Operator Interface Standard Model, Touchscreen, 6.5 in., TFT Color Display, Single Ethernet Communication Port, with 24 VDC Power, Windows CE OS License Operating System, HMI, Brandless Version | 99.0521
31591 | 2711P-T7C22A9P | G | The Allen-Bradley 2711P-T7C22A9P is a PanelView Plus 7 Performance operator terminal. This Human Machine Interface (HMI) device is powered by an external supply voltage of 100-240VAC. It has a 6.5-inch Color active matrix, thin-film transistor (TFT) LCD screen with embedded Touchscreen operator interface. It has a variety of communication ports such as, Two (2) Ethernet and Three (3) USB ports. It has a Windows CE 6.0 Extended software. | 99.3182
31574 | 2711P-T7C22D8S | G | The Allen-Bradley 2711P-T7C22D8S is a PanelView Plus 7 Standard operator terminal. This Human Machine Interface (HMI) device is powered by an external supply voltage of 18-30VDC. It has a 6.5-inch Color active matrix, thin-film transistor (TFT) LCD with embedded Touchscreen operator interface. It has a variety of communication ports such as, Two (2) Ethernet and Two (2) USB ports. It has a Windows CE operating system. | 99.2874
31573 | 2711P-T7C22D8S-B | G | <p>Panelview Plus 7 Operator Interface Standard Model, Touchscreen, 6.5 in. TFT Color Display DLR Ethernet Communication Port, with 24 VDC Power, Windows CE OS License Operating System, HMI, Brandless Version</p> | 97.3621
31590 | 2711P-T7C22D9P | G | The Allen-Bradley 2711P-T7C22D9P is an Allen-Bradley PanelView Plus 7 Performance Operator Terminal. This operator terminal is powered by an external 18-30VDC supply voltage and has a 6.5-inch colored display with embedded Two (2) Ethernet and Two (3) USB communication ports. This operator terminal has a touchscreen input interface. | 96.1832
31589 | 2711P-T7C22D9P-B | G | Allen Bradley Panelview Plus 7 Terminal, Performance Model, with a Touchcreen, 7 VGA, TFT Color Display, with One Ethernet Port, 24V DC Powered, Windows CE OS License, without Branding | 98.6523
10008 | 2711P-T7C4A2 | G | Panelview Plus 700 Touchscreen 6.5 in Color Display Ethernet, RS-232, and two USB AC Power Logic Module with 128MB
10009 | 2711P-T7C4A6 | G | Panelview Plus 700 Touchscreen 6.5 in Color Display Ethernet, RS-232, and two USB AC Power CE Logic Module with 128 MB
10010 | 2711P-T7C4A7 | G | Panelview Plus 700 Touchscreen 6.5 in Color Display Ethernet, RS-232, and two USB AC Power CE Logic Module with 256 MB
30056 | 2711P-T7C4A8 | G | The 2711P-T7C4A8 is a graphic operator terminal from Allen-Bradley. It is part of the PanelView Plus 700 operator terminal which belongs to the larger group of PanelView Plus 6 terminals. It is a Human Machine Interface (HMI) device that is powered by an external supply voltage range of 85-264 VAC with 6.5-inch Color active matrix, thin-film transistor (TFT) display. It has an embedded Touchscreen operator interface and provided with multiple communication interfaces such as, One (1) Ethernet, One (1) RS-232 and Two (2) USB ports. It has a Windows CE 6.0 basic software. | 97.7625
10011 | 2711P-T7C4B1 | G | Panelview Plus 700 Touchscreen 6.5 in Color Display Ethernet, RS-232, and two USB AC Power/DC Power Logic Module with 64MB
10012 | 2711P-T7C4B2 | G | Panelview Plus 700 Touchscreen 6.5 in Color Display Ethernet, RS-232, and two USB AC Power/DC Power Logic Module with 128MB
10013 | 2711P-T7C4D1 | G | The Allen-Bradley 2711P-T7C4D1 is a PanelView Plus 700 Operator Terminal. This operator terminal is powered by an external 18-32VDC supply voltage and has a 6.5-inch colored display with embedded RS232 and Ethernet communication ports. This operator terminal has a Touchscreen input interface. | 98.4668
10015 | 2711P-T7C4D6 | G | Panelview Plus 700 Touchscreen 6.5 in Color Display Ethernet, RS-232, and two USB DC Power CE Logic Module with 128 MB
10016 | 2711P-T7C4D7 | G | Panelview Plus 700 Touchscreen 6.5 in Color Display Ethernet, RS-232, and two USB DC Power CE Logic Module with 256 MB
30070 | 2711P-T7C4D8 | G | The Allen-Bradley 2711P-T7C4D8 is a PanelView Plus 6 700 Operator Terminal. This operator terminal is powered by an external 18-30VDC supply voltage and has a 6.5-inch colored display with embedded Ethernet, RS232, and Two (2) USB communication port. This operator terminal has a touchscreen input interface. | 97.9066
10017 | 2711P-T7C6A1 | G | Panelview Plus 700 Touchscreen 6.5 in Color Display with DH+ /DH-485 communication AC Power Logic Module with 64MB
10018 | 2711P-T7C6A2 | G | Panelview Plus 700 Touchscreen 6.5 in Color Display with DH+ /DH-485 communication AC Power Logic Module with 128MB
10019 | 2711P-T7C6A6 | G | Panelview Plus 700 Touchscreen 6.5 in Color Display with DH+ /DH-485 communication AC Power CE Logic Module with 128 MB
10020 | 2711P-T7C6A7 | G | Panelview Plus 700 Touchscreen 6.5 in Color Display with DH+ /DH-485 communication AC Power CE Logic Module with 256 MB
10021 | 2711P-T7C6B1 | G | Panelview Plus 700 Touchscreen 6.5 in Color Display with DH+ /DH-485 communication AC Power/DC Power Logic Module with 64MB
10022 | 2711P-T7C6B2 | G | Panelview Plus 700 Touchscreen 6.5 in Color Display with DH+ /DH-485 communication AC Power/DC Power Logic Module with 128MB | 97.2973
10024 | 2711P-T7C6D2 | G | Panelview Plus 700 Touchscreen 6.5 in Color Display with DH+ /DH-485 communication DC Power Logic Module with 128MB
10025 | 2711P-T7C6D6 | G | Panelview Plus 700 Touchscreen 6.5 in Color Display with DH+ /DH-485 communication DC Power CE Logic Module with 128 MB
10026 | 2711P-T7C6D7 | G | Panelview Plus 700 Touchscreen 6.5 in Color Display with DH+ /DH-485 communication DC Power CE Logic Module with 256 MB
31588 | 2711P-T9W21D8S | G | The Allen-Bradley 2711P-T9W21D8S is an Allen-Bradley PanelView Plus 7 Operator Terminal. This operator terminal is powered by an external 18-30VDC supply voltage and has a 9.0-inch widescreen colored display with embedded One (1) Ethernet and Two (2) USB communication ports. This operator terminal has a touchscreen input interface. | 96.467
31587 | 2711P-T9W21D8S-B | G | <p>PanelView Plus 7 Operator Interface Standard Model, Touchscreen, 9 in., Wide aspect ration Color Display, Single Ethernet Communication Port, with 24 VDC Power, Windows CE OS License Operating System, HMI, Brandless Version</p> | 97.1554
31586 | 2711P-T9W22A9P | G | The Allen-Bradley 2711P-T9W22A9P is a PanelView Plus 7 Performance operator terminal. This Human Machine Interface (HMI) device is powered by an external supply voltage of 100-240VAC. It has a 9-inch Color active matrix, thin-film transistor (TFT) LCD wide screen with embedded Touchscreen operator interface. It has a variety of communication ports such as, Two (2) Ethernet and Three (3) USB ports. It has a Windows CE 6.0 Extended software. | 99.1011
31585 | 2711P-T9W22A9P-B | G | <p>Allen Bradley Panelview Plus 7 Terminal, Performance Model, with a Touchcreen, 9 WVGA, Wide aspect ration Color Display, with One Ethernet Port, 100-240VAC Powered , Windows CE OS License, without Branding</p> | 96.6667
31572 | 2711P-T9W22D8S | G | <p>Panelview Plus 7 Operator Interface Standard Model, Touchscreen, 9 in. Wide aspect ratio Color DLR Ethernet Communication Port, with 24 VDC Power, Windows CE OS License Operating System, HMI, Brandless Version</p> | 99.0826
31571 | 2711P-T9W22D8S-B | G | <p>Panelview Plus 7 Operator Interface Standard Model, Touchscreen, 9 in. Wide aspect ratio Color DLR Ethernet Communication Port, with 24 VDC Power, Windows CE OS License Operating System, HMI, Brandless Version</p> | 100
31584 | 2711P-T9W22D9P | G | The Allen-Bradley 2711P-T9W22D9P is a PanelView Plus 7 Performance operator terminal. This Human Machine Interface (HMI) device is powered by an external supply voltage of 18-32VDC. It has a 9-inch Color active matrix, thin-film transistor (TFT) LCD wide screen with embedded Touchscreen operator interface. It has a variety of communication ports such as, Two (2) Ethernet and Three (3) USB ports. It has a Windows CE 6.0 Extended software. | 98.9761
31583 | 2711P-T9W22D9P-B | G | Allen Bradley Panelview Plus 7 Terminal, Performance Model, with a Touchcreen, 9 WVGA, Wide aspect ration Color Display, with One Ethernet Port, 24V DC Powered, Windows CE OS License, without Branding | 98.7593
60370 | 2713P-T10CD1 | G | <p>The Allen-Bradley 2713P-T10CD1 Panelview Terminal has a Color LCD Display and a 10.4 in. Display Size. It operates with a 24V DC Input Voltage and a 12 W Typical Power Consumption.</p> | 99.4709
29338 | 2713P-T12WD1-B | G | This Brandless Panelview 5310 Terminal has a 12 in. Color Display and an Analog Resistive Touchscreen with 1 GB Ram Storage and 24 VDC Input, 12 W Power. | 98.0263
60369 | 2713P-T6CD1 | G | <p>The Allen-Bradley 2713P-T6CD1 Panelview Terminal has a Color LCD Display and a 6 in. Display Size. It operates with a 24V DC Input Voltage and a 9 W Typical Power Consumption.</p> | 99.4565
60371 | 2713P-T6CD1-B | G | <p>The Allen-Bradley 2713P-T6CD1-B Panelview Terminal has a Color LCD Display and a 6 in. Display Size. It operates with a 24V DC Input Voltage and a 9 W Typical Power Consumption.</p> | 97.0667
29335 | 2713P-T9WD1 | G | This Panelview 5310 Terminal has a 9 in. Color Display and an Analog Resistive Touchscreen with 1 GB Ram Storage and 24 VDC Input, 11 W Power. | 98.2456
29336 | 2713P-T9WD1-B | G | <p>This Brandless Panelview 5310 Terminal has a 9 in. Color Display and an Analog Resistive Touchscreen with 1 GB Ram Storage and 24 VDC Input, 11 W Power.</p> | 95.8199
29313 | 2715-B10CA | G | Allen-Bradley Panelview 5500 Touchscreen/Keypad input and IP/EtherNet Comm, 250 MB memory with a 10.4-inch, Color display
29331 | 2715-B10CA-B | G | Allen-Bradley Panelview 5500 Operator Interface Touchscreen/Keypad input and Ethernet communication port, 250 MB memory with a 10.4-inch, ColorTFT LCD, Brandless | 98.75
29332 | 2715-B10CD-B | G | Allen-Bradley Panelview 5500 Operator Interface Touchscreen/Keypad input and Ethernet communication port, 250 MB memory with a 10.4-inch, ColorTFT LCD, Brandless | 100
29312 | 2715-B15CA | G | Allen-Bradley Panelview 5500 Touchscreen/Keypad input and IP/EtherNet Comm, 250 MB memory with a 15-inch, Color display
29330 | 2715-B15CA-B | G | Allen-Bradley Panelview 5500 Operator Interface Touchscreen/Keypad input and Ethernet communication port, 250 MB memory with a 15-inch, ColorTFT LCD, Brandless | 100
29311 | 2715-B15CD | G | Allen-Bradley Panelview 5500 Touchscreen/Keypad input and IP/EtherNet Comm, 250 MB memory with a 15-inch, Color display
29329 | 2715-B15CD-B | G | Allen-Bradley Panelview 5500 Operator Interface Touchscreen/Keypad input and Ethernet communication port, 250 MB memory with a 15-inch, ColorTFT LCD, Brandless | 99.0596
29310 | 2715-B7CA | G | Allen-Bradley Panelview 5500 Touchscreen/Keypad input and IP/EtherNet Comm, 250 MB memory with a 6.5-inch, Color display
29328 | 2715-B7CA-B | G | Allen-Bradley Panelview 5500 Operator Interface Touchscreen/Keypad input and Ethernet communication port, 250 MB memory with a 6.5-inch, ColorTFT LCD, Brandless | 100
29308 | 2715-B7CD | G | Allen-Bradley Panelview 5500 Touchscreen/Keypad input and IP/EtherNet Comm, 250 MB memory with a 6.5-inch, Color display
29326 | 2715-B7CD-B | G | Allen-Bradley Panelview 5500 Operator Interface Touchscreen/Keypad input and Ethernet communication port, 250 MB memory with a 6.5-inch, ColorTFT LCD, Brandless | 96.8553
70590 | 2715P-T15CD-B | G | <p>The Allen-Bradley 2715P-T15CD-B PanleView 5510 Terminal is an operator interface device with a touchscreen and 15-inch&nbsp;color LCD screen. This terminal comes with 1 Gigabyte of RAM&nbsp;and 2 Ethernet/IP communication ports.<br /> &nbsp;</p> | 96.7078
70589 | 2715P-T19CD | G | <p>The Allen-Bradley 2715P-T19CD PanleView 5510 Terminal is an operator interface device with a touchscreen and a 19-inch&nbsp;color LCD screen. This terminal comes with 1 Gigabyte of RAM&nbsp;and 2 Ethernet/IP communication ports.</p> | 98.7288
70587 | 2715P-T19CD-B | G | <p>The Allen-Bradley 2715P-T19CD-B PanleView 5510 Terminal is an operator interface device with a touchscreen and 19-inch&nbsp;color LCD. This terminal comes with 1 Gigabyte of RAM&nbsp;and 2 Ethernet/IP communication ports.</p> | 97.6445
70577 | 2715P-T7CD | G | <p>The Allen-Bradley 2715P-T7CD PanleView 5510 Terminal is an operator interface device with a touchscreen and 6.5-inch&nbsp;color LCD screen. This terminal comes with 1 GB of&nbsp;RAM&nbsp;and 2 Ethernet/IP communication ports.</p> | 97.8814
70581 | 2715P-T7CD-B | G | <p>The Allen-Bradley 2715P-T7CD-B PanleView 5510 Terminal is an operator interface device with a touchscreen and a 6.5-inch&nbsp;color LCD screen. This terminal comes with 1 GB&nbsp;of RAM&nbsp;and 2 Ethernet/IP communication ports.</p> | 97.0464
70582 | 2715P-T7WD | G | <p>The Allen-Bradley 2715P-T7WD PanleView 5510 Terminal is an operator interface device with a touchscreen and a 7-inch&nbsp;color LCD display. This terminal comes with 1 GB of&nbsp;RAM and 2 Ethernet/IP communication ports.</p> | 99.5671
70583 | 2715P-T7WD-B | G | <p>The Allen-Bradley 2715P-T7WD-B PanleView 5510 Terminal is an operator interface device with a touchscreen and a 7-inch&nbsp;color LCD display. This terminal comes with 1 GB of&nbsp;RAM and 2 Ethernet/IP communication ports.</p> | 95.2991
70584 | 2715P-T9WD | G | <p>The Allen-Bradley 2715P-T9WD PanleView 5510 Terminal is an operator interface device with a touchscreen and a 9-inch&nbsp;color LCD screen. This terminal comes with 1 GB of&nbsp;RAM&nbsp;and 2 Ethernet/IP communication ports.</p> | 99.5745
70585 | 2715P-T9WD-B | G | <p>The Allen-Bradley 2715P-T9WD-B PanleView 5510 Terminal is an operator interface device with a touchscreen and a 9-inch&nbsp;color LCD screen. This terminal comes with 1 GB of&nbsp;RAM&nbsp;and 2 Ethernet/IP communication ports.</p> | 95.5603
29309 | 2715-T10CA | G | Allen-Bradley Panelview 5500 Touchscreen Only input and IP/EtherNet Comm, 250 MB memory with a 10.4-inch, Color display
29327 | 2715-T10CA-B | G | Allen-Bradley Panelview 5500 Operator Interface Touchscreen User input and Ethernet communication port, 250 MB memory with a 10.4-inch, ColorTFT LCD, Brandless | 100
29297 | 2715-T10CD | G | Allen-Bradley Panelview 5500 Touchscreen Only input and IP/EtherNet Comm, 250 MB memory with a 10.4-inch, Color display
29315 | 2715-T10CD-B | G | Allen-Bradley Panelview 5500 Operator Interface Touchscreen User input and Ethernet communication port, 250 MB memory with a 10.4-inch, ColorTFT LCD, Brandless |  | 2
29316 | 2715-T12WA-B | G | Allen-Bradley Panelview 5500 Operator Interface Touchscreen User input and Ethernet communication port, 250 MB memory with a 12.1-inch, ColorTFT LCD, Brandless | 98.7421
29307 | 2715-T12WD | G | Allen-Bradley Panelview 5500 Touchscreen Only input and IP/EtherNet Comm, 250 MB memory with a 12.1-inch, Color display
29325 | 2715-T12WD-B | G | Allen-Bradley Panelview 5500 Operator Interface Touchscreen User input and Ethernet communication port, 250 MB memory with a 12.1-inch, ColorTFT LCD, Brandless | 100
29305 | 2715-T15CA | G | Allen-Bradley Panelview 5500 Touchscreen Only input and IP/EtherNet Comm, 250 MB memory with a 15-inch, Color display
29323 | 2715-T15CA-B | G | Allen-Bradley Panelview 5500 Operator Interface Touchscreen User input and Ethernet communication port, 250 MB memory with a 15-inch, ColorTFT LCD, Brandless | 99.3631
29306 | 2715-T15CD | G | Allen-Bradley Panelview 5500 Touchscreen Only input and IP/EtherNet Comm, 250 MB memory with a 15-inch, Color display
29324 | 2715-T15CD-B | G | Allen-Bradley Panelview 5500 Operator Interface Touchscreen User input and Ethernet communication port, 250 MB memory with a 15-inch, ColorTFT LCD, Brandless | 100
29304 | 2715-T19CA | G | Allen-Bradley Panelview 5500 Touchscreen Only input and IP/EtherNet Comm, 250 MB memory with a 19-inch, Color display
29322 | 2715-T19CA-B | G | Allen-Bradley Panelview 5500 Operator Interface Touchscreen User input and Ethernet communication port, 250 MB memory with a 19-inch, ColorTFT LCD, Brandless | 100
29303 | 2715-T19CD | G | Allen-Bradley Panelview 5500 Touchscreen Only input and IP/EtherNet Comm, 250 MB memory with a 19-inch, Color display
29321 | 2715-T19CD-B | G | Allen-Bradley Panelview 5500 Operator Interface Touchscreen User input and Ethernet communication port, 250 MB memory with a 19-inch, ColorTFT LCD, Brandless | 99.6805
29302 | 2715-T7CA | G | Allen-Bradley Panelview 5500 Touchscreen Only input and IP/EtherNet Comm, 250 MB memory with a 6.5-inch, Color display
29320 | 2715-T7CA-B | G | Allen-Bradley Panelview 5500 Operator Interface Touchscreen User input and Ethernet communication port, 250 MB memory with a 6.5-inch, ColorTFT LCD, Brandless | 100
29317 | 2715-T7CD-B | G | Allen-Bradley Panelview 5500 Operator Interface Touchscreen User input and Ethernet communication port, 250 MB memory with a 6.5-inch, ColorTFT LCD, Brandless | 98.4227
29301 | 2715-T9WA | G | Allen-Bradley Panelview 5500 Touchscreen Only input and IP/EtherNet Comm, 250 MB memory with a 9-inch, Color display
29319 | 2715-T9WA-B | G | Allen-Bradley Panelview 5500 Operator Interface Touchscreen User input and Ethernet communication port, 250 MB memory with a 9-inch, ColorTFT LCD, Brandless | 100
29300 | 2715-T9WD | G | Allen-Bradley Panelview 5500 Touchscreen Only input and IP/EtherNet Comm, 250 MB memory with a 9-inch, Color display
29318 | 2715-T9WD-B | G | Allen-Bradley Panelview 5500 Operator Interface Touchscreen User input and Ethernet communication port, 250 MB memory with a 9-inch, ColorTFT LCD, Brandless | 98.7261
9211 | 6182H-10BEH15A | G | VersaView Harzardous series Terminal with 10.4 in. Color display with Touchscreen/Keypad input and 120 VAC power
9212 | 6182H-10BEH15B | G | VersaView Harzardous series Terminal with 10.4 in. Color display with Touchscreen/Keypad input and 120 VAC or 24 VDC power
9213 | 6182H-10BEH15D | G | VersaView Harzardous series Terminal with 10.4 in. Color display with Touchscreen/Keypad input and 24 VDC power
9214 | 6182H-10BEH4A | G | VersaView Harzardous series Terminal with 10.4 in. Color display with Touchscreen/Keypad input and 120 VAC power
9215 | 6182H-10BEH4B | G | VersaView Harzardous series Terminal with 10.4 in. Color display with Touchscreen/Keypad input and 120 VAC or 24 VDC power
9216 | 6182H-10BEH4D | G | VersaView Harzardous series Terminal with 10.4 in. Color display with Touchscreen/Keypad input and 24 VDC power
9217 | 6182H-10BEH6A | G | VersaView Harzardous series Terminal with 10.4 in. Color display with Touchscreen/Keypad input and 120 VAC power
9218 | 6182H-10BEH6B | G | VersaView Harzardous series Terminal with 10.4 in. Color display with Touchscreen/Keypad input and 120 VAC or 24 VDC power
9219 | 6182H-10BEH6D | G | VersaView Harzardous series Terminal with 10.4 in. Color display with Touchscreen/Keypad input and 24 VDC power
9220 | 6182H-10BRH15A | G | VersaView Harzardous series Terminal with 10.4 in. Color display with Touchscreen/Keypad input and 120 VAC power
9221 | 6182H-10BRH15B | G | VersaView Harzardous series Terminal with 10.4 in. Color display with Touchscreen/Keypad input and 120 VAC or 24 VDC power
9222 | 6182H-10BRH15D | G | VersaView Harzardous series Terminal with 10.4 in. Color display with Touchscreen/Keypad input and 24 VDC power
9223 | 6182H-10BRH4A | G | VersaView Harzardous series Terminal with 10.4 in. Color display with Touchscreen/Keypad input and 120 VAC power
9224 | 6182H-10BRH4B | G | VersaView Harzardous series Terminal with 10.4 in. Color display with Touchscreen/Keypad input and 120 VAC or 24 VDC power
9225 | 6182H-10BRH4D | G | VersaView Harzardous series Terminal with 10.4 in. Color display with Touchscreen/Keypad input and 24 VDC power
9226 | 6182H-10BRH6A | G | VersaView Harzardous series Terminal with 10.4 in. Color display with Touchscreen/Keypad input and 120 VAC power
9227 | 6182H-10BRH6B | G | VersaView Harzardous series Terminal with 10.4 in. Color display with Touchscreen/Keypad input and 120 VAC or 24 VDC power
9228 | 6182H-10BRH6D | G | VersaView Harzardous series Terminal with 10.4 in. Color display with Touchscreen/Keypad input and 24 VDC power
9229 | 6182H-10KEH15A | G | VersaView Harzardous series Terminal with 10.4 in. Color display with Keypad input and 120 VAC power
9230 | 6182H-10KEH15B | G | VersaView Harzardous series Terminal with 10.4 in. Color display with Keypad input and 120 VAC or 24 VDC power
9231 | 6182H-10KEH15D | G | VersaView Harzardous series Terminal with 10.4 in. Color display with Keypad input and 24 VDC power
9232 | 6182H-10KEH4A | G | VersaView Harzardous series Terminal with 10.4 in. Color display with Keypad input and 120 VAC power
9233 | 6182H-10KEH4B | G | VersaView Harzardous series Terminal with 10.4 in. Color display with Keypad input and 120 VAC or 24 VDC power
9234 | 6182H-10KEH4D | G | VersaView Harzardous series Terminal with 10.4 in. Color display with Keypad input and 24 VDC power
9235 | 6182H-10KEH6A | G | VersaView Harzardous series Terminal with 10.4 in. Color display with Keypad input and 120 VAC power
9236 | 6182H-10KEH6B | G | VersaView Harzardous series Terminal with 10.4 in. Color display with Keypad input and 120 VAC or 24 VDC power
9237 | 6182H-10KEH6D | G | VersaView Harzardous series Terminal with 10.4 in. Color display with Keypad input and 24 VDC power
9238 | 6182H-10KRH15A | G | VersaView Harzardous series Terminal with 10.4 in. Color display with Keypad input and 120 VAC power
9239 | 6182H-10KRH15B | G | VersaView Harzardous series Terminal with 10.4 in. Color display with Keypad input and 120 VAC or 24 VDC power
9240 | 6182H-10KRH15D | G | VersaView Harzardous series Terminal with 10.4 in. Color display with Keypad input and 24 VDC power
9241 | 6182H-10KRH4A | G | VersaView Harzardous series Terminal with 10.4 in. Color display with Keypad input and 120 VAC power
9242 | 6182H-10KRH4B | G | VersaView Harzardous series Terminal with 10.4 in. Color display with Keypad input and 120 VAC or 24 VDC power
9243 | 6182H-10KRH4D | G | VersaView Harzardous series Terminal with 10.4 in. Color display with Keypad input and 24 VDC power
9244 | 6182H-10KRH6A | G | VersaView Harzardous series Terminal with 10.4 in. Color display with Keypad input and 120 VAC power
9245 | 6182H-10KRH6B | G | VersaView Harzardous series Terminal with 10.4 in. Color display with Keypad input and 120 VAC or 24 VDC power
9246 | 6182H-10KRH6D | G | VersaView Harzardous series Terminal with 10.4 in. Color display with Keypad input and 24 VDC power
9247 | 6182H-10TEH15A | G | VersaView Harzardous series Terminal with 10.4 in. Color display with Touchscreen input and 120 VAC power
9248 | 6182H-10TEH15B | G | VersaView Harzardous series Terminal with 10.4 in. Color display with Touchscreen input and 120 VAC or 24 VDC power
9249 | 6182H-10TEH15D | G | VersaView Harzardous series Terminal with 10.4 in. Color display with Touchscreen input and 24 VDC power
9250 | 6182H-10TEH4A | G | VersaView Harzardous series Terminal with 10.4 in. Color display with Touchscreen input and 120 VAC power
9251 | 6182H-10TEH4B | G | VersaView Harzardous series Terminal with 10.4 in. Color display with Touchscreen input and 120 VAC or 24 VDC power
9252 | 6182H-10TEH4D | G | VersaView Harzardous series Terminal with 10.4 in. Color display with Touchscreen input and 24 VDC power
9253 | 6182H-10TEH6A | G | VersaView Harzardous series Terminal with 10.4 in. Color display with Touchscreen input and 120 VAC power
9254 | 6182H-10TEH6B | G | VersaView Harzardous series Terminal with 10.4 in. Color display with Touchscreen input and 120 VAC or 24 VDC power
9255 | 6182H-10TEH6D | G | VersaView Harzardous series Terminal with 10.4 in. Color display with Touchscreen input and 24 VDC power
9256 | 6182H-10TRH15A | G | VersaView Harzardous series Terminal with 10.4 in. Color display with Touchscreen input and 120 VAC power
9257 | 6182H-10TRH15B | G | VersaView Harzardous series Terminal with 10.4 in. Color display with Touchscreen input and 120 VAC or 24 VDC power
9258 | 6182H-10TRH15D | G | VersaView Harzardous series Terminal with 10.4 in. Color display with Touchscreen input and 24 VDC power
9259 | 6182H-10TRH4A | G | VersaView Harzardous series Terminal with 10.4 in. Color display with Touchscreen input and 120 VAC power
9260 | 6182H-10TRH4B | G | VersaView Harzardous series Terminal with 10.4 in. Color display with Touchscreen input and 120 VAC or 24 VDC power
9261 | 6182H-10TRH4D | G | <p>VersaView Harzardous series Terminal with 10.4 in. Color display with Touchscreen input and 24 VDC power</p>
9262 | 6182H-10TRH6A | G | VersaView Harzardous series Terminal with 10.4 in. Color display with Touchscreen input and 120 VAC power
9263 | 6182H-10TRH6B | G | VersaView Harzardous series Terminal with 10.4 in. Color display with Touchscreen input and 120 VAC or 24 VDC power
9264 | 6182H-10TRH6D | G | VersaView Harzardous series Terminal with 10.4 in. Color display with Touchscreen input and 24 VDC power
9265 | 6182H-12BEH15A | G | VersaView Harzardous series Terminal with 12.1 in. Color display with Keypad/Touchscreen input and 120 VAC power
9266 | 6182H-12BEH15B | G | VersaView Harzardous series Terminal with 12.1 in. Color display with Keypad/Touchscreen input and 120 VAC or 24 VDC power
9267 | 6182H-12BEH15D | G | VersaView Harzardous series Terminal with 12.1 in. Color display with Keypad/Touchscreen input and 24 VDC power
9268 | 6182H-12BEH4A | G | VersaView Harzardous series Terminal with 12.1 in. Color display with Keypad/Touchscreen input and 120 VAC power
9269 | 6182H-12BEH4B | G | VersaView Harzardous series Terminal with 12.1 in. Color display with Keypad/Touchscreen input and 120 VAC or 24 VDC power
9270 | 6182H-12BEH4D | G | VersaView Harzardous series Terminal with 12.1 in. Color display with Keypad/Touchscreen input and 24 VDC power
9271 | 6182H-12BEH6A | G | VersaView Harzardous series Terminal with 12.1 in. Color display with Keypad/Touchscreen input and 120 VAC power
9272 | 6182H-12BEH6B | G | VersaView Harzardous series Terminal with 12.1 in. Color display with Keypad/Touchscreen input and 120 VAC or 24 VDC power
9273 | 6182H-12BEH6D | G | VersaView Harzardous series Terminal with 12.1 in. Color display with Keypad/Touchscreen input and 24 VDC power
9274 | 6182H-12BRH15A | G | VersaView Harzardous series Terminal with 12.1 in. Color display with Keypad/Touchscreen input and 120 VAC power
9275 | 6182H-12BRH15B | G | VersaView Harzardous series Terminal with 12.1 in. Color display with Keypad/Touchscreen input and 120 VAC or 24 VDC power
9276 | 6182H-12BRH15D | G | VersaView Harzardous series Terminal with 12.1 in. Color display with Keypad/Touchscreen input and 24 VDC power
9277 | 6182H-12BRH4A | G | VersaView Harzardous series Terminal with 12.1 in. Color display with Keypad/Touchscreen input and 120 VAC power
9278 | 6182H-12BRH4B | G | VersaView Harzardous series Terminal with 12.1 in. Color display with Keypad/Touchscreen input and 120 VAC or 24 VDC power
9279 | 6182H-12BRH4D | G | VersaView Harzardous series Terminal with 12.1 in. Color display with Keypad/Touchscreen input and 24 VDC power
9280 | 6182H-12BRH6A | G | VersaView Harzardous series Terminal with 12.1 in. Color display with Keypad/Touchscreen input and 120 VAC power
9282 | 6182H-12BRH6D | G | VersaView Harzardous series Terminal with 12.1 in. Color display with Keypad/Touchscreen input and 24 VDC power
9283 | 6182H-12KEH15A | G | VersaView Harzardous series Terminal with 12.1 in. Color display with Keypad input and 120 VAC power
9284 | 6182H-12KEH15B | G | VersaView Harzardous series Terminal with 12.1 in. Color display with Keypad input and 120 VAC or 24 VDC power
9285 | 6182H-12KEH15D | G | VersaView Harzardous series Terminal with 12.1 in. Color display with Keypad input and 24 VDC power
9286 | 6182H-12KEH4A | G | VersaView Harzardous series Terminal with 12.1 in. Color display with Keypad input and 120 VAC power
9287 | 6182H-12KEH4B | G | VersaView Harzardous series Terminal with 12.1 in. Color display with Keypad input and 120 VAC or 24 VDC power
9288 | 6182H-12KEH4D | G | VersaView Harzardous series Terminal with 12.1 in. Color display with Keypad input and 24 VDC power
9289 | 6182H-12KEH6A | G | VersaView Harzardous series Terminal with 12.1 in. Color display with Keypad input and 120 VAC power
9290 | 6182H-12KEH6B | G | VersaView Harzardous series Terminal with 12.1 in. Color display with Keypad input and 120 VAC or 24 VDC power
9291 | 6182H-12KEH6D | G | VersaView Harzardous series Terminal with 12.1 in. Color display with Keypad input and 24 VDC power
9292 | 6182H-12KRH15A | G | VersaView Harzardous series Terminal with 12.1 in. Color display with Keypad input and 120 VAC power
9293 | 6182H-12KRH15B | G | VersaView Harzardous series Terminal with 12.1 in. Color display with Keypad input and 120 VAC or 24 VDC power
9294 | 6182H-12KRH15D | G | VersaView Harzardous series Terminal with 12.1 in. Color display with Keypad input and 24 VDC power
9295 | 6182H-12KRH4A | G | VersaView Harzardous series Terminal with 12.1 in. Color display with Keypad input and 120 VAC power
9296 | 6182H-12KRH4B | G | VersaView Harzardous series Terminal with 12.1 in. Color display with Keypad input and 120 VAC or 24 VDC power
9297 | 6182H-12KRH4D | G | VersaView Harzardous series Terminal with 12.1 in. Color display with Keypad input and 24 VDC power
9298 | 6182H-12KRH6A | G | <p>VersaView Harzardous series Terminal with 12.1 in. Color display with Keypad input and 120 VAC power</p>
9299 | 6182H-12KRH6B | G | VersaView Harzardous series Terminal with 12.1 in. Color display with Keypad input and 120 VAC or 24 VDC power
9300 | 6182H-12KRH6D | G | VersaView Harzardous series Terminal with 12.1 in. Color display with Keypad input and 24 VDC power
9301 | 6182H-12TEH15A | G | VersaView Harzardous series Terminal with 12.1 in. Color display with Touchscreen input and 120 VAC power
9302 | 6182H-12TEH15B | G | VersaView Harzardous series Terminal with 12.1 in. Color display with Touchscreen input and 120 VAC or 24 VDC power
9303 | 6182H-12TEH15D | G | VersaView Harzardous series Terminal with 12.1 in. Color display with Touchscreen input and 24 VDC power
9304 | 6182H-12TEH4A | G | VersaView Harzardous series Terminal with 12.1 in. Color display with Touchscreen input and 120 VAC power
9305 | 6182H-12TEH4B | G | VersaView Harzardous series Terminal with 12.1 in. Color display with Touchscreen input and 120 VAC or 24 VDC power
9307 | 6182H-12TEH6A | G | VersaView Harzardous series Terminal with 12.1 in. Color display with Touchscreen input and 120 VAC power
9308 | 6182H-12TEH6B | G | VersaView Harzardous series Terminal with 12.1 in. Color display with Touchscreen input and 120 VAC or 24 VDC power
9309 | 6182H-12TEH6D | G | VersaView Harzardous series Terminal with 12.1 in. Color display with Touchscreen input and 24 VDC power
9310 | 6182H-12TRH15A | G | VersaView Harzardous series Terminal with 12.1 in. Color display with Touchscreen input and 120 VAC power
9311 | 6182H-12TRH15B | G | VersaView Harzardous series Terminal with 12.1 in. Color display with Touchscreen input and 120 VAC or 24 VDC power
9312 | 6182H-12TRH15D | G | VersaView Harzardous series Terminal with 12.1 in. Color display with Touchscreen input and 24 VDC power
9313 | 6182H-12TRH4A | G | VersaView Harzardous series Terminal with 12.1 in. Color display with Touchscreen input and 120 VAC power
9314 | 6182H-12TRH4B | G | VersaView Harzardous series Terminal with 12.1 in. Color display with Touchscreen input and 120 VAC or 24 VDC power
9315 | 6182H-12TRH4D | G | VersaView Harzardous series Terminal with 12.1 in. Color display with Touchscreen input and 24 VDC power
9319 | 6182H-12TRH4DK | G | VersaView Harzardous series Terminal with 12.1 in. Color display with Touchscreen input and 24 VDC power
9316 | 6182H-12TRH6A | G | VersaView Harzardous series Terminal with 12.1 in. Color display with Touchscreen input and 120 VAC power
9317 | 6182H-12TRH6B | G | VersaView Harzardous series Terminal with 12.1 in. Color display with Touchscreen input and 120 VAC or 24 VDC power
9318 | 6182H-12TRH6D | G | VersaView Harzardous series Terminal with 12.1 in. Color display with Touchscreen input and 24 VDC power
9320 | 6182H-15BEH15A | G | VersaView Harzardous series Terminal with 15 in. Color display with Keypad/Touchscreen input and 120 VAC power
9321 | 6182H-15BEH15B | G | VersaView Harzardous series Terminal with 15 in. Color display with Keypad/Touchscreen input and 120 VAC or 24 VDC power
9322 | 6182H-15BEH15D | G | VersaView Harzardous series Terminal with 15 in. Color display with Keypad/Touchscreen input and 24 VDC power
9323 | 6182H-15BEH4A | G | VersaView Harzardous series Terminal with 15 in. Color display with Keypad/Touchscreen input and 120 VAC power
9324 | 6182H-15BEH4B | G | VersaView Harzardous series Terminal with 15 in. Color display with Keypad/Touchscreen input and 120 VAC or 24 VDC power
9325 | 6182H-15BEH4D | G | VersaView Harzardous series Terminal with 15 in. Color display with Keypad/Touchscreen input and 24 VDC power
9326 | 6182H-15BEH6A | G | VersaView Harzardous series Terminal with 15 in. Color display with Keypad/Touchscreen input and 120 VAC power
9327 | 6182H-15BEH6B | G | VersaView Harzardous series Terminal with 15 in. Color display with Keypad/Touchscreen input and 120 VAC or 24 VDC power
9328 | 6182H-15BEH6D | G | VersaView Harzardous series Terminal with 15 in. Color display with Keypad/Touchscreen input and 24 VDC power
9329 | 6182H-15BRH15A | G | VersaView Harzardous series Terminal with 15 in. Color display with Keypad/Touchscreen input and 120 VAC power
9330 | 6182H-15BRH15B | G | VersaView Harzardous series Terminal with 15 in. Color display with Keypad/Touchscreen input and 120 VAC or 24 VDC power
9331 | 6182H-15BRH15D | G | VersaView Harzardous series Terminal with 15 in. Color display with Keypad/Touchscreen input and 24 VDC power
9332 | 6182H-15BRH4A | G | VersaView Harzardous series Terminal with 15 in. Color display with Keypad/Touchscreen input and 120 VAC power
9333 | 6182H-15BRH4B | G | VersaView Harzardous series Terminal with 15 in. Color display with Keypad/Touchscreen input and 120 VAC or 24 VDC power
9334 | 6182H-15BRH4D | G | VersaView Harzardous series Terminal with 15 in. Color display with Keypad/Touchscreen input and 24 VDC power
9335 | 6182H-15BRH6A | G | VersaView Harzardous series Terminal with 15 in. Color display with Keypad/Touchscreen input and 120 VAC power
9336 | 6182H-15BRH6B | G | VersaView Harzardous series Terminal with 15 in. Color display with Keypad/Touchscreen input and 120 VAC or 24 VDC power
9337 | 6182H-15BRH6D | G | VersaView Harzardous series Terminal with 15 in. Color display with Keypad/Touchscreen input and 24 VDC power
9338 | 6182H-15KEH15A | G | VersaView Harzardous series Terminal with 15 in. Color display with Keypad input and 120 VAC power
9339 | 6182H-15KEH15B | G | VersaView Harzardous series Terminal with 15 in. Color display with Keypad input and 120 VAC or 24 VDC power
9340 | 6182H-15KEH15D | G | VersaView Harzardous series Terminal with 15 in. Color display with Keypad input and 24 VDC power
9341 | 6182H-15KEH4A | G | VersaView Harzardous series Terminal with 15 in. Color display with Keypad input and 120 VAC power
9342 | 6182H-15KEH4B | G | VersaView Harzardous series Terminal with 15 in. Color display with Keypad input and 120 VAC or 24 VDC power
9343 | 6182H-15KEH4D | G | VersaView Harzardous series Terminal with 15 in. Color display with Keypad input and 24 VDC power
9344 | 6182H-15KEH6A | G | VersaView Harzardous series Terminal with 15 in. Color display with Keypad input and 120 VAC power
9345 | 6182H-15KEH6B | G | VersaView Harzardous series Terminal with 15 in. Color display with Keypad input and 120 VAC or 24 VDC power
9346 | 6182H-15KEH6D | G | VersaView Harzardous series Terminal with 15 in. Color display with Keypad input and 24 VDC power
9347 | 6182H-15KRH15A | G | VersaView Harzardous series Terminal with 15 in. Color display with Keypad input and 120 VAC power
9348 | 6182H-15KRH15B | G | VersaView Harzardous series Terminal with 15 in. Color display with Keypad input and 120 VAC or 24 VDC power
9349 | 6182H-15KRH15D | G | VersaView Harzardous series Terminal with 15 in. Color display with Keypad input and 24 VDC power
9350 | 6182H-15KRH4A | G | VersaView Harzardous series Terminal with 15 in. Color display with Keypad input and 120 VAC power
9351 | 6182H-15KRH4B | G | VersaView Harzardous series Terminal with 15 in. Color display with Keypad input and 120 VAC or 24 VDC power
9352 | 6182H-15KRH4D | G | VersaView Harzardous series Terminal with 15 in. Color display with Keypad input and 24 VDC power
9353 | 6182H-15KRH6A | G | VersaView Harzardous series Terminal with 15 in. Color display with Keypad input and 120 VAC power
9354 | 6182H-15KRH6B | G | VersaView Harzardous series Terminal with 15 in. Color display with Keypad input and 120 VAC or 24 VDC power
9355 | 6182H-15KRH6D | G | VersaView Harzardous series Terminal with 15 in. Color display with Keypad input and 24 VDC power
9356 | 6182H-15TEH15A | G | VersaView Harzardous series Terminal with 15 in. Color display with Touchscreen input and 120 VAC power
9357 | 6182H-15TEH15B | G | VersaView Harzardous series Terminal with 15 in. Color display with Touchscreen input and 120 VAC or 24 VDC power
9358 | 6182H-15TEH15D | G | VersaView Harzardous series Terminal with 15 in. Color display with Touchscreen input and 24 VDC power
9359 | 6182H-15TEH4A | G | VersaView Harzardous series Terminal with 15 in. Color display with Touchscreen input and 120 VAC power
9360 | 6182H-15TEH4B | G | VersaView Harzardous series Terminal with 15 in. Color display with Touchscreen input and 120 VAC or 24 VDC power
9361 | 6182H-15TEH4D | G | VersaView Harzardous series Terminal with 15 in. Color display with Touchscreen input and 24 VDC power
9362 | 6182H-15TEH6A | G | VersaView Harzardous series Terminal with 15 in. Color display with Touchscreen input and 120 VAC power
9363 | 6182H-15TEH6B | G | VersaView Harzardous series Terminal with 15 in. Color display with Touchscreen input and 120 VAC or 24 VDC power
9364 | 6182H-15TEH6D | G | VersaView Harzardous series Terminal with 15 in. Color display with Touchscreen input and 24 VDC power
9365 | 6182H-15TRH15A | G | VersaView Harzardous series Terminal with 15 in. Color display with Touchscreen input and 120 VAC power
9366 | 6182H-15TRH15B | G | VersaView Harzardous series Terminal with 15 in. Color display with Touchscreen input and 120 VAC or 24 VDC power
9367 | 6182H-15TRH15D | G | VersaView Harzardous series Terminal with 15 in. Color display with Touchscreen input and 24 VDC power
9368 | 6182H-15TRH4A | G | VersaView Harzardous series Terminal with 15 in. Color display with Touchscreen input and 120 VAC power
9369 | 6182H-15TRH4B | G | VersaView Harzardous series Terminal with 15 in. Color display with Touchscreen input and 120 VAC or 24 VDC power
9370 | 6182H-15TRH4D | G | VersaView Harzardous series Terminal with 15 in. Color display with Touchscreen input and 24 VDC power
9371 | 6182H-15TRH6A | G | VersaView Harzardous series Terminal with 15 in. Color display with Touchscreen input and 120 VAC power
9372 | 6182H-15TRH6B | G | VersaView Harzardous series Terminal with 15 in. Color display with Touchscreen input and 120 VAC or 24 VDC power
9373 | 6182H-15TRH6D | G | VersaView Harzardous series Terminal with 15 in. Color display with Touchscreen input and 24 VDC power
9156 | 6182H-7BEH15A | G | VersaView Harzardous series Terminal with 6.5 in. Color display with Touchscreen/Keypad input and 120 VAC power
9157 | 6182H-7BEH15B | G | VersaView Harzardous series Terminal with 6.5 in. Color display with Touchscreen/Keypad input and 120 VAC or 24 VDC power
9158 | 6182H-7BEH15D | G | VersaView Harzardous series Terminal with 6.5 in. Color display with Touchscreen/Keypad input and 24 VDC power
9159 | 6182H-7BEH4A | G | VersaView Harzardous series Terminal with 6.5 in. Color display with Touchscreen/Keypad input and 120 VAC power
9160 | 6182H-7BEH4B | G | VersaView Harzardous series Terminal with 6.5 in. Color display with Touchscreen/Keypad input and 120 VAC or 24 VDC power
9161 | 6182H-7BEH4D | G | VersaView Harzardous series Terminal with 6.5 in. Color display with Touchscreen/Keypad input and 24 VDC power
9162 | 6182H-7BEH6A | G | VersaView Harzardous series Terminal with 6.5 in. Color display with Touchscreen/Keypad input and 120 VAC power
9163 | 6182H-7BEH6B | G | VersaView Harzardous series Terminal with 6.5 in. Color display with Touchscreen/Keypad input and 120 VAC or 24 VDC power
9164 | 6182H-7BEH6D | G | VersaView Harzardous series Terminal with 6.5 in. Color display with Touchscreen/Keypad input and 24 VDC power
9167 | 6182H-7BRH15D | G | VersaView Harzardous series Terminal with 6.5 in. Color display with Touchscreen/Keypad input and 24 VDC power
9168 | 6182H-7BRH4A | G | VersaView Harzardous series Terminal with 6.5 in. Color display with Touchscreen/Keypad input and 120 VAC power
9169 | 6182H-7BRH4B | G | VersaView Harzardous series Terminal with 6.5 in. Color display with Touchscreen/Keypad input and 120 VAC or 24 VDC power
9170 | 6182H-7BRH4D | G | VersaView Harzardous series Terminal with 6.5 in. Color display with Touchscreen/Keypad input and 24 VDC power
9171 | 6182H-7BRH6A | G | VersaView Harzardous series Terminal with 6.5 in. Color display with Touchscreen/Keypad input and 120 VAC power
9172 | 6182H-7BRH6B | G | VersaView Harzardous series Terminal with 6.5 in. Color display with Touchscreen/Keypad input and 120 VAC or 24 VDC power
9173 | 6182H-7BRH6D | G | VersaView Harzardous series Terminal with 6.5 in. Color display with Touchscreen/Keypad input and 24 VDC power
9174 | 6182H-7KEH15A | G | VersaView Harzardous series Terminal with 6.5 in. Color display with Keypad input and 120 VAC power
9175 | 6182H-7KEH15B | G | VersaView Harzardous series Terminal with 6.5 in. Color display with Keypad input and 120 VAC or 24 VDC power
9176 | 6182H-7KEH15D | G | VersaView Harzardous series Terminal with 6.5 in. Color display with Keypad input and 24 VDC power
9177 | 6182H-7KEH4A | G | VersaView Harzardous series Terminal with 6.5 in. Color display with Keypad input and 120 VAC power
9178 | 6182H-7KEH4B | G | VersaView Harzardous series Terminal with 6.5 in. Color display with Keypad input and 120 VAC or 24 VDC power
9179 | 6182H-7KEH4D | G | VersaView Harzardous series Terminal with 6.5 in. Color display with Keypad input and 24 VDC power
9180 | 6182H-7KEH6A | G | VersaView Harzardous series Terminal with 6.5 in. Color display with Keypad input and 120 VAC power
9181 | 6182H-7KEH6B | G | VersaView Harzardous series Terminal with 6.5 in. Color display with Keypad input and 120 VAC or 24 VDC power
9182 | 6182H-7KEH6D | G | VersaView Harzardous series Terminal with 6.5 in. Color display with Keypad input and 24 VDC power
9183 | 6182H-7KRH15A | G | VersaView Harzardous series Terminal with 6.5 in. Color display with Keypad input and 120 VAC power
9184 | 6182H-7KRH15B | G | VersaView Harzardous series Terminal with 6.5 in. Color display with Keypad input and 120 VAC or 24 VDC power
9185 | 6182H-7KRH15D | G | VersaView Harzardous series Terminal with 6.5 in. Color display with Keypad input and 24 VDC power
9186 | 6182H-7KRH4A | G | VersaView Harzardous series Terminal with 6.5 in. Color display with Keypad input and 120 VAC power
9187 | 6182H-7KRH4B | G | VersaView Harzardous series Terminal with 6.5 in. Color display with Keypad input and 120 VAC or 24 VDC power
9188 | 6182H-7KRH4D | G | VersaView Harzardous series Terminal with 6.5 in. Color display with Keypad input and 24 VDC power
9189 | 6182H-7KRH6A | G | VersaView Harzardous series Terminal with 6.5 in. Color display with Keypad input and 120 VAC power
9190 | 6182H-7KRH6B | G | VersaView Harzardous series Terminal with 6.5 in. Color display with Keypad input and 120 VAC or 24 VDC power
9191 | 6182H-7KRH6D | G | VersaView Harzardous series Terminal with 6.5 in. Color display with Keypad input and 24 VDC power
9192 | 6182H-7TEH15A | G | VersaView Harzardous series Terminal with 6.5 in. Color display with Touchscreen input and 120 VAC power
9193 | 6182H-7TEH15B | G | VersaView Harzardous series Terminal with 6.5 in. Color display with Touchscreen input and 120 VAC or 24 VDC power
9194 | 6182H-7TEH15D | G | VersaView Harzardous series Terminal with 6.5 in. Color display with Touchscreen input and 24 VDC power
9195 | 6182H-7TEH4A | G | VersaView Harzardous series Terminal with 6.5 in. Color display with Touchscreen input and 120 VAC power
9196 | 6182H-7TEH4B | G | VersaView Harzardous series Terminal with 6.5 in. Color display with Touchscreen input and 120 VAC or 24 VDC power
9197 | 6182H-7TEH4D | G | VersaView Harzardous series Terminal with 6.5 in. Color display with Touchscreen input and 24 VDC power
9198 | 6182H-7TEH6A | G | VersaView Harzardous series Terminal with 6.5 in. Color display with Touchscreen input and 120 VAC power
9199 | 6182H-7TEH6B | G | VersaView Harzardous series Terminal with 6.5 in. Color display with Touchscreen input and 120 VAC or 24 VDC power
9200 | 6182H-7TEH6D | G | VersaView Harzardous series Terminal with 6.5 in. Color display with Touchscreen input and 24 VDC power
9201 | 6182H-7TRH15A | G | VersaView Harzardous series Terminal with 6.5 in. Color display with Touchscreen input and 120 VAC power
9202 | 6182H-7TRH15B | G | VersaView Harzardous series Terminal with 6.5 in. Color display with Touchscreen input and 120 VAC or 24 VDC power
9203 | 6182H-7TRH15D | G | VersaView Harzardous series Terminal with 6.5 in. Color display with Touchscreen input and 24 VDC power
9204 | 6182H-7TRH4A | G | VersaView Harzardous series Terminal with 6.5 in. Color display with Touchscreen input and 120 VAC power
9205 | 6182H-7TRH4B | G | VersaView Harzardous series Terminal with 6.5 in. Color display with Touchscreen input and 120 VAC or 24 VDC power
9206 | 6182H-7TRH4D | G | VersaView Harzardous series Terminal with 6.5 in. Color display with Touchscreen input and 24 VDC power
9210 | 6182H-7TRH4DK | G | VersaView Harzardous series Terminal with 6.5 in. Color display with Touchscreen input and 24 VDC power
9207 | 6182H-7TRH6A | G | VersaView Harzardous series Terminal with 6.5 in. Color display with Touchscreen input and 120 VAC power
9208 | 6182H-7TRH6B | G | VersaView Harzardous series Terminal with 6.5 in. Color display with Touchscreen input and 120 VAC or 24 VDC power
9209 | 6182H-7TRH6D | G | VersaView Harzardous series Terminal with 6.5 in. Color display with Touchscreen input and 24 VDC power
30616 | 803-A10 | G | The Allen-Bradley 803-A10 has 10 Circuits, 25 Amps, and a 150 rpm Max. Shaft Speed. It also contains a N.C. Double Break Contact and 2-12 Independent Cam Operators. | 99.6979
30617 | 803-A104 | G | The Allen-Bradley 803-A104 has 10 Circuits, 25 Amps, and a 150 rpm Max. Shaft Speed. It also contains a N.C. Double Break Contact and 2-12 Independent Cam Operators. | 99.6997
30618 | 803-A104RHW | G | The Allen-Bradley 803-A104RHW has 10 Circuits, 25 Amps, and a 150 rpm Max. Shaft Speed. It also contains a N.C. Double Break Contact and 2-12 Independent Cam Operators. | 98.8095
30619 | 803-A104X | G | The Allen-Bradley 803-A104X has 10 Circuits, 25 Amps, and a 150 rpm Max. Shaft Speed. It also contains a N.C. Double Break Contact and 2-12 Independent Cam Operators. | 99.6997
30620 | 803-A10X | G | The Allen-Bradley 803-A10X has 10 Circuits, 25 Amps, and a 150 rpm Max. Shaft Speed. It also contains a N.C. Double Break Contact and 2-12 Independent Cam Operators. | 98.7952
30621 | 803-A11 | G | The Allen-Bradley 803-A11 has 11 Circuits, 25 Amps, and a 150 rpm Max. Shaft Speed. It also contains a N.C. Double Break Contact and 2-12 Independent Cam Operators. | 99.3976
30622 | 803-A11RH | G | The Allen-Bradley 803-A11RH has 11 Circuits, 25 Amps, and a 150 rpm Max. Shaft Speed. It also contains a N.C. Double Break Contact and 2-12 Independent Cam Operators. | 98.8024
30623 | 803-A12 | G | The Allen-Bradley 803-A12 has 12 Circuits, 25 Amps, and a 150 rpm Max. Shaft Speed. It also contains a N.C. Double Break Contact and 2-12 Independent Cam Operators. | 99.6979
30624 | 803-A124 | G | The Allen-Bradley 803-A124 has 12 Circuits, 25 Amps, and a 150 rpm Max. Shaft Speed. It also contains a N.C. Double Break Contact and 2-12 Independent Cam Operators. | 99.6997
30625 | 803-A124RH | G | The Allen-Bradley 803-A124RH has 12 Circuits, 25 Amps, and a 150 rpm Max. Shaft Speed. It also contains a N.C. Double Break Contact and 2-12 Independent Cam Operators. | 99.7015
30626 | 803-A124X | G | The Allen-Bradley 803-A124X has 12 Circuits, 25 Amps, and a 150 rpm Max. Shaft Speed. It also contains a N.C. Double Break Contact and 2-12 Independent Cam Operators. | 99.6997
30627 | 803-A12R | G | The Allen-Bradley 803-A12R has 12 Circuits, 25 Amps, and a 150 rpm Max. Shaft Speed. It also contains a N.C. Double Break Contact and 2-12 Independent Cam Operators. | 99.6997
30628 | 803-A12RH | G | The Allen-Bradley 803-A12RH has 12 Circuits, 25 Amps, and a 150 rpm Max. Shaft Speed. It also contains a N.C. Double Break Contact and 2-12 Independent Cam Operators. | 99.3976
30629 | 803-A12W | G | The Allen-Bradley 803-A12W has 12 Circuits, 25 Amps, and a 150 rpm Max. Shaft Speed. It also contains a N.C. Double Break Contact and 2-12 Independent Cam Operators. | 99.3976
30630 | 803-A12X | G | The Allen-Bradley 803-A12X has 12 Circuits, 25 Amps, and a 150 rpm Max. Shaft Speed. It also contains a N.C. Double Break Contact and 2-12 Independent Cam Operators. | 99.0937
30631 | 803-A2 | G | <p>The Allen-Bradley 803-A2 has 2 Circuits, 25 Amps, and a 150 rpm Max. Shaft Speed. It also contains a N.C. Double Break Contact and 2-12 Independent Cam Operators.</p> | 97.3761
30632 | 803-A24 | G | The Allen-Bradley 803-A24 has 2 Circuits, 25 Amps, and a 150 rpm Max. Shaft Speed. It also contains a N.C. Double Break Contact and 2-12 Independent Cam Operators. | 99.696
30633 | 803-A24R | G | The Allen-Bradley 803-A24R has 2 Circuits, 25 Amps, and a 150 rpm Max. Shaft Speed. It also contains a N.C. Double Break Contact and 2-12 Independent Cam Operators. | 99.6979
30634 | 803-A24RA | G | The Allen-Bradley 803-A24RA has 2 Circuits, 25 Amps, and a 150 rpm Max. Shaft Speed. It also contains a N.C. Double Break Contact and 2-12 Independent Cam Operators. | 99.3976
30635 | 803-A24RH | G | The Allen-Bradley 803-A24RH has 2 Circuits, 25 Amps, and a 150 rpm Max. Shaft Speed. It also contains a N.C. Double Break Contact and 2-12 Independent Cam Operators. | 99.6979
30636 | 803-A24RY4T01 | G | The Allen-Bradley 803-A24RY4T01 has 2 Circuits, 25 Amps, and a 150 rpm Max. Shaft Speed. It also contains a N.C. Double Break Contact and 2-12 Independent Cam Operators. | 98.5251
30637 | 803-A24X | G | The Allen-Bradley 803-A24X has 2 Circuits, 25 Amps, and a 150 rpm Max. Shaft Speed. It also contains a N.C. Double Break Contact and 2-12 Independent Cam Operators. | 99.3939
30638 | 803-A2R | G | The Allen-Bradley 803-A2R has 2 Circuits, 25 Amps, and a 150 rpm Max. Shaft Speed. It also contains a N.C. Double Break Contact and 2-12 Independent Cam Operators. | 99.696
30639 | 803-A2RH | G | The Allen-Bradley 803-A2RH has 2 Circuits, 25 Amps, and a 150 rpm Max. Shaft Speed. It also contains a N.C. Double Break Contact and 2-12 Independent Cam Operators. | 99.0881
30640 | 803-A2W | G | The Allen-Bradley 803-A2W has 2 Circuits, 25 Amps, and a 150 rpm Max. Shaft Speed. It also contains a N.C. Double Break Contact and 2-12 Independent Cam Operators. | 99.696
30641 | 803-A2WX | G | The Allen-Bradley 803-A2WX has 2 Circuits, 25 Amps, and a 150 rpm Max. Shaft Speed. It also contains a N.C. Double Break Contact and 2-12 Independent Cam Operators. | 98.4894
30642 | 803-A3 | G | The Allen-Bradley 803-A3 has 3 Circuits, 25 Amps, and a 150 rpm Max. Shaft Speed. It also contains a N.C. Double Break Contact and 2-12 Independent Cam Operators. | 99.6942
30643 | 803-A34 | G | The Allen-Bradley 803-A34 has 3 Circuits, 25 Amps, and a 150 rpm Max. Shaft Speed. It also contains a N.C. Double Break Contact and 2-12 Independent Cam Operators. | 99.3902
30644 | 803-A3RH | G | The Allen-Bradley 803-A3RH has 3 Circuits, 25 Amps, and a 150 rpm Max. Shaft Speed. It also contains a N.C. Double Break Contact and 2-12 Independent Cam Operators. | 99.0881
30645 | 803-A3X | G | The Allen-Bradley 803-A3X has 3 Circuits, 25 Amps, and a 150 rpm Max. Shaft Speed. It also contains a N.C. Double Break Contact and 2-12 Independent Cam Operators. | 99.0826
30646 | 803-A4 | G | The Allen-Bradley 803-A4 has 4 Circuits, 25 Amps, and a 150 rpm Max. Shaft Speed. It also contains a N.C. Double Break Contact and 2-12 Independent Cam Operators. | 99.6942
30647 | 803-A44 | G | The Allen-Bradley 803-A44 has 4 Circuits, 25 Amps, and a 150 rpm Max. Shaft Speed. It also contains a N.C. Double Break Contact and 2-12 Independent Cam Operators. | 99.696
30648 | 803-A44R | G | The Allen-Bradley 803-A44R has 4 Circuits, 25 Amps, and a 150 rpm Max. Shaft Speed. It also contains a N.C. Double Break Contact and 2-12 Independent Cam Operators. | 99.6979
30649 | 803-A44RA | G | The Allen-Bradley 803-A44RA has 4 Circuits, 25 Amps, and a 150 rpm Max. Shaft Speed. It also contains a N.C. Double Break Contact and 2-12 Independent Cam Operators. | 99.3976
30650 | 803-A44RH | G | The Allen-Bradley 803-A44RH has 4 Circuits, 25 Amps, and a 150 rpm Max. Shaft Speed. It also contains a N.C. Double Break Contact and 2-12 Independent Cam Operators. | 99.6979
30651 | 803-A44RY | G | The Allen-Bradley 803-A44RY has 4 Circuits, 25 Amps, and a 150 rpm Max. Shaft Speed. It also contains a N.C. Double Break Contact and 2-12 Independent Cam Operators. | 99.3939
30652 | 803-A44X | G | The Allen-Bradley 803-A44X has 4 Circuits, 25 Amps, and a 150 rpm Max. Shaft Speed. It also contains a N.C. Double Break Contact and 2-12 Independent Cam Operators. | 99.696
30653 | 803-A4R | G | The Allen-Bradley 803-A4R has 4 Circuits, 25 Amps, and a 150 rpm Max. Shaft Speed. It also contains a N.C. Double Break Contact and 2-12 Independent Cam Operators. | 99.696
30654 | 803-A4RE | G | The Allen-Bradley 803-A4RE has 4 Circuits, 25 Amps, and a 150 rpm Max. Shaft Speed. It also contains a N.C. Double Break Contact and 2-12 Independent Cam Operators. | 99.3976
30655 | 803-A4RH | G | The Allen-Bradley 803-A4RH has 4 Circuits, 25 Amps, and a 150 rpm Max. Shaft Speed. It also contains a N.C. Double Break Contact and 2-12 Independent Cam Operators. | 99.3976
30656 | 803-A4RHRA | G | The Allen-Bradley 803-A4RHRA has 4 Circuits, 25 Amps, and a 150 rpm Max. Shaft Speed. It also contains a N.C. Double Break Contact and 2-12 Independent Cam Operators. | 99.4012
30657 | 803-A4RHRE | G | The Allen-Bradley 803-A4RHRE has 4 Circuits, 25 Amps, and a 150 rpm Max. Shaft Speed. It also contains a N.C. Double Break Contact and 2-12 Independent Cam Operators. | 98.8024
30658 | 803-A4RY4TO1 | G | The Allen-Bradley 803-A4RY4TO1 has 4 Circuits, 25 Amps, and a 150 rpm Max. Shaft Speed. It also contains a N.C. Double Break Contact and 2-12 Independent Cam Operators. | 97.8979
30659 | 803-A4X | G | The Allen-Bradley 803-A4X has 4 Circuits, 25 Amps, and a 150 rpm Max. Shaft Speed. It also contains a N.C. Double Break Contact and 2-12 Independent Cam Operators. | 99.0881
30660 | 803-A5 | G | The Allen-Bradley 803-A5 has 5 Circuits, 25 Amps, and a 150 rpm Max. Shaft Speed. It also contains a N.C. Double Break Contact and 2-12 Independent Cam Operators. | 99.3902
30661 | 803-A54X | G | The Allen-Bradley 803-A54X has 5 Circuits, 25 Amps, and a 150 rpm Max. Shaft Speed. It also contains a N.C. Double Break Contact and 2-12 Independent Cam Operators. | 98.7879
30662 | 803-A5RE | G | The Allen-Bradley 803-A5RE has 5 Circuits, 25 Amps, and a 150 rpm Max. Shaft Speed. It also contains a N.C. Double Break Contact and 2-12 Independent Cam Operators. | 99.3976
30663 | 803-A5RHRE | G | The Allen-Bradley 803-A5RHRE has 5 Circuits, 25 Amps, and a 150 rpm Max. Shaft Speed. It also contains a N.C. Double Break Contact and 2-12 Independent Cam Operators. | 98.2036
30664 | 803-A6 | G | The Allen-Bradley 803-A6 has 6 Circuits, 25 Amps, and a 150 rpm Max. Shaft Speed. It also contains a N.C. Double Break Contact and 2-12 Independent Cam Operators. | 99.6942
30665 | 803-A64 | G | The Allen-Bradley 803-A64 has 6 Circuits, 25 Amps, and a 150 rpm Max. Shaft Speed. It also contains a N.C. Double Break Contact and 2-12 Independent Cam Operators. | 99.696
30666 | 803-A64RH | G | The Allen-Bradley 803-A64RH has 6 Circuits, 25 Amps, and a 150 rpm Max. Shaft Speed. It also contains a N.C. Double Break Contact and 2-12 Independent Cam Operators. | 99.6979
30667 | 803-A64X | G | The Allen-Bradley 803-A64X has 6 Circuits, 25 Amps, and a 150 rpm Max. Shaft Speed. It also contains a N.C. Double Break Contact and 2-12 Independent Cam Operators. | 99.696
30668 | 803-A6RH | G | The Allen-Bradley 803-A6RH has 6 Circuits, 25 Amps, and a 150 rpm Max. Shaft Speed. It also contains a N.C. Double Break Contact and 2-12 Independent Cam Operators. | 99.6979
30669 | 803-A6RHRA | G | The Allen-Bradley 803-A6RHRA has 6 Circuits, 25 Amps, and a 150 rpm Max. Shaft Speed. It also contains a N.C. Double Break Contact and 2-12 Independent Cam Operators. | 99.0991
30670 | 803-A6RHW | G | The Allen-Bradley 803-A6RHW has 6 Circuits, 25 Amps, and a 150 rpm Max. Shaft Speed. It also contains a N.C. Double Break Contact and 2-12 Independent Cam Operators. | 98.7879
30671 | 803-A6X | G | The Allen-Bradley 803-A6X has 6 Circuits, 25 Amps, and a 150 rpm Max. Shaft Speed. It also contains a N.C. Double Break Contact and 2-12 Independent Cam Operators. | 98.7805
30672 | 803-A74 | G | The Allen-Bradley 803-A74 has 7 Circuits, 25 Amps, and a 150 rpm Max. Shaft Speed. It also contains a N.C. Double Break Contact and 2-12 Independent Cam Operators. | 99.3939
30673 | 803-A74RH | G | The Allen-Bradley 803-A74RH has 7 Circuits, 25 Amps, and a 150 rpm Max. Shaft Speed. It also contains a N.C. Double Break Contact and 2-12 Independent Cam Operators. | 98.7952
30674 | 803-A74WX | G | The Allen-Bradley 803-A74WX has 7 Circuits, 25 Amps, and a 150 rpm Max. Shaft Speed. It also contains a N.C. Double Break Contact and 2-12 Independent Cam Operators. | 99.3939
30675 | 803-A7X | G | The Allen-Bradley 803-A7X has 7 Circuits, 25 Amps, and a 150 rpm Max. Shaft Speed. It also contains a N.C. Double Break Contact and 2-12 Independent Cam Operators. | 98.7805
30676 | 803-A8 | G | The Allen-Bradley 803-A8 has 8 Circuits, 25 Amps, and a 150 rpm Max. Shaft Speed. It also contains a N.C. Double Break Contact and 2-12 Independent Cam Operators. | 99.6942
30677 | 803-A84 | G | The Allen-Bradley 803-A84 has 8 Circuits, 25 Amps, and a 150 rpm Max. Shaft Speed. It also contains a N.C. Double Break Contact and 2-12 Independent Cam Operators. | 99.696
30678 | 803-A84X | G | The Allen-Bradley 803-A84X has 8 Circuits, 25 Amps, and a 150 rpm Max. Shaft Speed. It also contains a N.C. Double Break Contact and 2-12 Independent Cam Operators. | 99.696
30679 | 803-A8RH | G | The Allen-Bradley 803-A8RH has 8 Circuits, 25 Amps, and a 150 rpm Max. Shaft Speed. It also contains a N.C. Double Break Contact and 2-12 Independent Cam Operators. | 99.0881
30680 | 803-A8W | G | The Allen-Bradley 803-A8W has 8 Circuits, 25 Amps, and a 150 rpm Max. Shaft Speed. It also contains a N.C. Double Break Contact and 2-12 Independent Cam Operators. | 99.3902
30681 | 803-A8X | G | The Allen-Bradley 803-A8X has 8 Circuits, 25 Amps, and a 150 rpm Max. Shaft Speed. It also contains a N.C. Double Break Contact and 2-12 Independent Cam Operators. | 99.0881
30682 | 803-A9 | G | The Allen-Bradley 803-A9 has 9 Circuits, 25 Amps, and a 150 rpm Max. Shaft Speed. It also contains a N.C. Double Break Contact and 2-12 Independent Cam Operators. | 99.6942
30683 | 803-A94 | G | The Allen-Bradley 803-A94 has 9 Circuits, 25 Amps, and a 150 rpm Max. Shaft Speed. It also contains a N.C. Double Break Contact and 2-12 Independent Cam Operators. | 99.696
30684 | 803-A94RH | G | The Allen-Bradley 803-A94RH has 9 Circuits, 25 Amps, and a 150 rpm Max. Shaft Speed. It also contains a N.C. Double Break Contact and 2-12 Independent Cam Operators. | 99.6979
30685 | 803-A94X | G | The Allen-Bradley 803-A94X has 9 Circuits, 25 Amps, and a 150 rpm Max. Shaft Speed. It also contains a N.C. Double Break Contact and 2-12 Independent Cam Operators. | 99.696
30686 | 803-A9RH | G | The Allen-Bradley 803-A9RH has 9 Circuits, 25 Amps, and a 150 rpm Max. Shaft Speed. It also contains a N.C. Double Break Contact and 2-12 Independent Cam Operators. | 99.0881
30687 | 803-A9X | G | The Allen-Bradley 803-A9X has 9 Circuits, 25 Amps, and a 150 rpm Max. Shaft Speed. It also contains a N.C. Double Break Contact and 2-12 Independent Cam Operators. | 97.8723
30688 | 803-B10 | G | The Allen-Bradley 803-B10 has 10 Circuits, 10 Amps, and a 150 rpm Max. Shaft Speed. It also contains a Snap Action 1 N.O.-1 N.C. Contact and 2-12 Independent Cam Operators. | 99.7118
30689 | 803-B104 | G | The Allen-Bradley 803-B104 has 10 Circuits, 10 Amps, and a 150 rpm Max. Shaft Speed. It also contains a Snap Action 1 N.O.-1 N.C. Contact and 2-12 Independent Cam Operators. | 99.7135
30690 | 803-B104X | G | The Allen-Bradley 803-B104X has 10 Circuits, 10 Amps, and a 150 rpm Max. Shaft Speed. It also contains a Snap Action 1 N.O.-1 N.C. Contact and 2-12 Independent Cam Operators. | 99.7135
30691 | 803-B10RH | G | The Allen-Bradley 803-B10RH has 10 Circuits, 10 Amps, and a 150 rpm Max. Shaft Speed. It also contains a Snap Action 1 N.O.-1 N.C. Contact and 2-12 Independent Cam Operators. | 99.1404
30692 | 803-B10X | G | The Allen-Bradley 803-B10X has 10 Circuits, 10 Amps, and a 150 rpm Max. Shaft Speed. It also contains a Snap Action 1 N.O.-1 N.C. Contact and 2-12 Independent Cam Operators. | 98.8506
30693 | 803-B12 | G | The Allen-Bradley 803-B12 has 12 Circuits, 10 Amps, and a 150 rpm Max. Shaft Speed. It also contains a Snap Action 1 N.O.-1 N.C. Contact and 2-12 Independent Cam Operators. | 99.7118
30694 | 803-B124 | G | The Allen-Bradley 803-B124 has 12 Circuits, 10 Amps, and a 150 rpm Max. Shaft Speed. It also contains a Snap Action 1 N.O.-1 N.C. Contact and 2-12 Independent Cam Operators. | 99.7135
30695 | 803-B124R | G | The Allen-Bradley 803-B124R has 12 Circuits, 10 Amps, and a 150 rpm Max. Shaft Speed. It also contains a Snap Action 1 N.O.-1 N.C. Contact and 2-12 Independent Cam Operators. | 99.4286
30696 | 803-B124W | G | The Allen-Bradley 803-B124W has 12 Circuits, 10 Amps, and a 150 rpm Max. Shaft Speed. It also contains a Snap Action 1 N.O.-1 N.C. Contact and 2-12 Independent Cam Operators. | 99.1404
30697 | 803-B12RHRY30TO1 | G | The Allen-Bradley 803-B12RHRY30TO1 has 12 Circuits, 10 Amps, and a 150 rpm Max. Shaft Speed. It also contains a Snap Action 1 N.O.-1 N.C. Contact and 2-12 Independent Cam Operators. | 98.3425
30698 | 803-B12RY05T01 | G | The Allen-Bradley 803-B12RY05T01 has 12 Circuits, 10 Amps, and a 150 rpm Max. Shaft Speed. It also contains a Snap Action 1 N.O.-1 N.C. Contact and 2-12 Independent Cam Operators. | 97.7401
30699 | 803-B12X | G | The Allen-Bradley 803-B12X has 12 Circuits, 10 Amps, and a 150 rpm Max. Shaft Speed. It also contains a Snap Action 1 N.O.-1 N.C. Contact and 2-12 Independent Cam Operators. | 99.422
30700 | 803-B2 | G | The Allen-Bradley 803-B2 has 2 Circuits, 10 Amps, and a 150 rpm Max. Shaft Speed. It also contains a Snap Action 1 N.O.-1 N.C. Contact and 2-12 Independent Cam Operators. | 99.7085
30701 | 803-B24 | G | The Allen-Bradley 803-B24 has 2 Circuits, 10 Amps, and a 150 rpm Max. Shaft Speed. It also contains a Snap Action 1 N.O.-1 N.C. Contact and 2-12 Independent Cam Operators. | 99.7101
30702 | 803-B24RH | G | The Allen-Bradley 803-B24RH has 2 Circuits, 10 Amps, and a 150 rpm Max. Shaft Speed. It also contains a Snap Action 1 N.O.-1 N.C. Contact and 2-12 Independent Cam Operators. | 99.7118
30703 | 803-B24W | G | <p>The Allen-Bradley 803-B24W has 2 Circuits, 10 Amps, and a 150 rpm Max. Shaft Speed. It also contains a Snap Action 1 N.O.-1 N.C. Contact and 2-12 Independent Cam Operators.</p> | 97.1591
30704 | 803-B24X | G | The Allen-Bradley 803-B24X has 2 Circuits, 10 Amps, and a 150 rpm Max. Shaft Speed. It also contains a Snap Action 1 N.O.-1 N.C. Contact and 2-12 Independent Cam Operators. | 99.7101
30705 | 803-B2RH | G | The Allen-Bradley 803-B2RH has 2 Circuits, 10 Amps, and a 150 rpm Max. Shaft Speed. It also contains a Snap Action 1 N.O.-1 N.C. Contact and 2-12 Independent Cam Operators. | 99.1304
30706 | 803-B2W | G | The Allen-Bradley 803-B2W has 2 Circuits, 10 Amps, and a 150 rpm Max. Shaft Speed. It also contains a Snap Action 1 N.O.-1 N.C. Contact and 2-12 Independent Cam Operators. | 99.4186
30707 | 803-B2X | G | The Allen-Bradley 803-B2X has 2 Circuits, 10 Amps, and a 150 rpm Max. Shaft Speed. It also contains a Snap Action 1 N.O.-1 N.C. Contact and 2-12 Independent Cam Operators. | 98.8439
30708 | 803-B3 | G | The Allen-Bradley 803-B3 has 3 Circuits, 10 Amps, and a 150 rpm Max. Shaft Speed. It also contains a Snap Action 1 N.O.-1 N.C. Contact and 2-12 Independent Cam Operators. | 99.7085
30709 | 803-B34 | G | The Allen-Bradley 803-B34 has 3 Circuits, 10 Amps, and a 150 rpm Max. Shaft Speed. It also contains a Snap Action 1 N.O.-1 N.C. Contact and 2-12 Independent Cam Operators. | 99.422
30710 | 803-B34RH | G | The Allen-Bradley 803-B34RH has 3 Circuits, 10 Amps, and a 150 rpm Max. Shaft Speed. It also contains a Snap Action 1 N.O.-1 N.C. Contact and 2-12 Independent Cam Operators. | 99.7118
30711 | 803-B3RH | G | The Allen-Bradley 803-B3RH has 3 Circuits, 10 Amps, and a 150 rpm Max. Shaft Speed. It also contains a Snap Action 1 N.O.-1 N.C. Contact and 2-12 Independent Cam Operators. | 99.1304
30712 | 803-B3X | G | The Allen-Bradley 803-B3X has 3 Circuits, 10 Amps, and a 150 rpm Max. Shaft Speed. It also contains a Snap Action 1 N.O.-1 N.C. Contact and 2-12 Independent Cam Operators. | 98.8439
30713 | 803-B4 | G | The Allen-Bradley 803-B4 has 4 Circuits, 10 Amps, and a 150 rpm Max. Shaft Speed. It also contains a Snap Action 1 N.O.-1 N.C. Contact and 2-12 Independent Cam Operators. | 99.7085
30714 | 803-B44 | G | The Allen-Bradley 803-B44 has 4 Circuits, 10 Amps, and a 150 rpm Max. Shaft Speed. It also contains a Snap Action 1 N.O.-1 N.C. Contact and 2-12 Independent Cam Operators. | 99.7101
30715 | 803-B44R | G | The Allen-Bradley 803-B44R has 4 Circuits, 10 Amps, and a 150 rpm Max. Shaft Speed. It also contains a Snap Action 1 N.O.-1 N.C. Contact and 2-12 Independent Cam Operators. | 99.7118
30716 | 803-B44RA | G | The Allen-Bradley 803-B44RA has 4 Circuits, 10 Amps, and a 150 rpm Max. Shaft Speed. It also contains a Snap Action 1 N.O.-1 N.C. Contact and 2-12 Independent Cam Operators. | 99.4286
30717 | 803-B44RH | G | The Allen-Bradley 803-B44RH has 4 Circuits, 10 Amps, and a 150 rpm Max. Shaft Speed. It also contains a Snap Action 1 N.O.-1 N.C. Contact and 2-12 Independent Cam Operators. | 99.7118
30718 | 803-B44RHRA | G | The Allen-Bradley 803-B44RHRA has 4 Circuits, 10 Amps, and a 150 rpm Max. Shaft Speed. It also contains a Snap Action 1 N.O.-1 N.C. Contact and 2-12 Independent Cam Operators. | 99.1404
30719 | 803-B44W | G | The Allen-Bradley 803-B44W has 4 Circuits, 10 Amps, and a 150 rpm Max. Shaft Speed. It also contains a Snap Action 1 N.O.-1 N.C. Contact and 2-12 Independent Cam Operators. | 99.7101
30720 | 803-B44X | G | The Allen-Bradley 803-B44X has 4 Circuits, 10 Amps, and a 150 rpm Max. Shaft Speed. It also contains a Snap Action 1 N.O.-1 N.C. Contact and 2-12 Independent Cam Operators. | 99.7101
30721 | 803-B44XRY16T01 | G | The Allen-Bradley 803-B44XRY16T01 has 4 Circuits, 10 Amps, and a 150 rpm Max. Shaft Speed. It also contains a Snap Action 1 N.O.-1 N.C. Contact and 2-12 Independent Cam Operators. | 97.7273
30722 | 803-B4RB | G | The Allen-Bradley 803-B4RB has 4 Circuits, 10 Amps, and a 150 rpm Max. Shaft Speed. It also contains a Snap Action 1 N.O.-1 N.C. Contact and 2-12 Independent Cam Operators. | 99.422
30723 | 803-B4RH | G | The Allen-Bradley 803-B4RH has 4 Circuits, 10 Amps, and a 150 rpm Max. Shaft Speed. It also contains a Snap Action 1 N.O.-1 N.C. Contact and 2-12 Independent Cam Operators. | 99.1354
30724 | 803-B4W | G | The Allen-Bradley 803-B4W has 4 Circuits, 10 Amps, and a 150 rpm Max. Shaft Speed. It also contains a Snap Action 1 N.O.-1 N.C. Contact and 2-12 Independent Cam Operators. | 99.4186
30725 | 803-B4X | G | The Allen-Bradley 803-B4X has 4 Circuits, 10 Amps, and a 150 rpm Max. Shaft Speed. It also contains a Snap Action 1 N.O.-1 N.C. Contact and 2-12 Independent Cam Operators. | 99.1304
30726 | 803-B5 | G | The Allen-Bradley 803-B5 has 5 Circuits, 10 Amps, and a 150 rpm Max. Shaft Speed. It also contains a Snap Action 1 N.O.-1 N.C. Contact and 2-12 Independent Cam Operators. | 99.7085
30727 | 803-B54 | G | The Allen-Bradley 803-B54 has 5 Circuits, 10 Amps, and a 150 rpm Max. Shaft Speed. It also contains a Snap Action 1 N.O.-1 N.C. Contact and 2-12 Independent Cam Operators. | 99.422
30728 | 803-B54RH | G | The Allen-Bradley 803-B54RH has 5 Circuits, 10 Amps, and a 150 rpm Max. Shaft Speed. It also contains a Snap Action 1 N.O.-1 N.C. Contact and 2-12 Independent Cam Operators. | 99.7118
30729 | 803-B5RH | G | The Allen-Bradley 803-B5RH has 5 Circuits, 10 Amps, and a 150 rpm Max. Shaft Speed. It also contains a Snap Action 1 N.O.-1 N.C. Contact and 2-12 Independent Cam Operators. | 99.1304
30730 | 803-B5X | G | The Allen-Bradley 803-B5X has 5 Circuits, 10 Amps, and a 150 rpm Max. Shaft Speed. It also contains a Snap Action 1 N.O.-1 N.C. Contact and 2-12 Independent Cam Operators. | 98.8439
30731 | 803-B6 | G | The Allen-Bradley 803-B6 has 6 Circuits, 10 Amps, and a 150 rpm Max. Shaft Speed. It also contains a Snap Action 1 N.O.-1 N.C. Contact and 2-12 Independent Cam Operators. | 99.7085
30732 | 803-B64 | G | The Allen-Bradley 803-B64 has 6 Circuits, 10 Amps, and a 150 rpm Max. Shaft Speed. It also contains a Snap Action 1 N.O.-1 N.C. Contact and 2-12 Independent Cam Operators. | 99.7101
30733 | 803-B64RA | G | The Allen-Bradley 803-B64RA has 6 Circuits, 10 Amps, and a 150 rpm Max. Shaft Speed. It also contains a Snap Action 1 N.O.-1 N.C. Contact and 2-12 Independent Cam Operators. | 99.4253
30734 | 803-B64RH | G | The Allen-Bradley 803-B64RH has 6 Circuits, 10 Amps, and a 150 rpm Max. Shaft Speed. It also contains a Snap Action 1 N.O.-1 N.C. Contact and 2-12 Independent Cam Operators. | 99.7118
30735 | 803-B64RY35TO1 | G | The Allen-Bradley 803-B64RY35TO1 has 6 Circuits, 10 Amps, and a 150 rpm Max. Shaft Speed. It also contains a Snap Action 1 N.O.-1 N.C. Contact and 2-12 Independent Cam Operators. | 99.1597
30736 | 803-B64W | G | The Allen-Bradley 803-B64W has 6 Circuits, 10 Amps, and a 150 rpm Max. Shaft Speed. It also contains a Snap Action 1 N.O.-1 N.C. Contact and 2-12 Independent Cam Operators. | 99.7101
30737 | 803-B6RB | G | The Allen-Bradley 803-B6RB has 6 Circuits, 10 Amps, and a 150 rpm Max. Shaft Speed. It also contains a Snap Action 1 N.O.-1 N.C. Contact and 2-12 Independent Cam Operators. | 99.4253
30738 | 803-B6RH | G | The Allen-Bradley 803-B6RH has 6 Circuits, 10 Amps, and a 150 rpm Max. Shaft Speed. It also contains a Snap Action 1 N.O.-1 N.C. Contact and 2-12 Independent Cam Operators. | 99.7118
30739 | 803-B6RHR | G | The Allen-Bradley 803-B6RHR has 6 Circuits, 10 Amps, and a 150 rpm Max. Shaft Speed. It also contains a Snap Action 1 N.O.-1 N.C. Contact and 2-12 Independent Cam Operators. | 99.7135
30740 | 803-B6RHRB | G | The Allen-Bradley 803-B6RHRB has 6 Circuits, 10 Amps, and a 150 rpm Max. Shaft Speed. It also contains a Snap Action 1 N.O.-1 N.C. Contact and 2-12 Independent Cam Operators. | 99.1404
30741 | 803-B6RHRY03TO1 | G | The Allen-Bradley 803-B6RHRY03TO1 has 6 Circuits, 10 Amps, and a 150 rpm Max. Shaft Speed. It also contains a Snap Action 1 N.O.-1 N.C. Contact and 2-12 Independent Cam Operators. | 99.4413
30742 | 803-B6RHW | G | The Allen-Bradley 803-B6RHW has 6 Circuits, 10 Amps, and a 150 rpm Max. Shaft Speed. It also contains a Snap Action 1 N.O.-1 N.C. Contact and 2-12 Independent Cam Operators. | 99.422
30743 | 803-B6RY03TO1 | G | The Allen-Bradley 803-B6RY03TO1 has 6 Circuits, 10 Amps, and a 150 rpm Max. Shaft Speed. It also contains a Snap Action 1 N.O.-1 N.C. Contact and 2-12 Independent Cam Operators. | 97.7143
30744 | 803-B6W | G | The Allen-Bradley 803-B6W has 6 Circuits, 10 Amps, and a 150 rpm Max. Shaft Speed. It also contains a Snap Action 1 N.O.-1 N.C. Contact and 2-12 Independent Cam Operators. | 99.4186
30745 | 803-B6X | G | The Allen-Bradley 803-B6X has 6 Circuits, 10 Amps, and a 150 rpm Max. Shaft Speed. It also contains a Snap Action 1 N.O.-1 N.C. Contact and 2-12 Independent Cam Operators. | 98.8439
30746 | 803-B7 | G | The Allen-Bradley 803-B7 has 7 Circuits, 10 Amps, and a 150 rpm Max. Shaft Speed. It also contains a Snap Action 1 N.O.-1 N.C. Contact and 2-12 Independent Cam Operators. | 99.1304
30747 | 803-B74RH | G | The Allen-Bradley 803-B74RH has 7 Circuits, 10 Amps, and a 150 rpm Max. Shaft Speed. It also contains a Snap Action 1 N.O.-1 N.C. Contact and 2-12 Independent Cam Operators. | 98.5673
30748 | 803-B8 | G | The Allen-Bradley 803-B8 has 8 Circuits, 10 Amps, and a 150 rpm Max. Shaft Speed. It also contains a Snap Action 1 N.O.-1 N.C. Contact and 2-12 Independent Cam Operators. | 99.7085
30749 | 803-B84 | G | The Allen-Bradley 803-B84 has 8 Circuits, 10 Amps, and a 150 rpm Max. Shaft Speed. It also contains a Snap Action 1 N.O.-1 N.C. Contact and 2-12 Independent Cam Operators. | 99.7101
30750 | 803-B84R | G | The Allen-Bradley 803-B84R has 8 Circuits, 10 Amps, and a 150 rpm Max. Shaft Speed. It also contains a Snap Action 1 N.O.-1 N.C. Contact and 2-12 Independent Cam Operators. | 99.422
30751 | 803-B84X | G | The Allen-Bradley 803-B84X has 8 Circuits, 10 Amps, and a 150 rpm Max. Shaft Speed. It also contains a Snap Action 1 N.O.-1 N.C. Contact and 2-12 Independent Cam Operators. | 99.7101
30752 | 803-B8RH | G | The Allen-Bradley 803-B8RH has 8 Circuits, 10 Amps, and a 150 rpm Max. Shaft Speed. It also contains a Snap Action 1 N.O.-1 N.C. Contact and 2-12 Independent Cam Operators. | 99.4253
30753 | 803-B8RHRA | G | The Allen-Bradley 803-B8RHRA has 8 Circuits, 10 Amps, and a 150 rpm Max. Shaft Speed. It also contains a Snap Action 1 N.O.-1 N.C. Contact and 2-12 Independent Cam Operators. | 99.1453
30754 | 803-B8W | G | The Allen-Bradley 803-B8W has 8 Circuits, 10 Amps, and a 150 rpm Max. Shaft Speed. It also contains a Snap Action 1 N.O.-1 N.C. Contact and 2-12 Independent Cam Operators. | 99.4186
30755 | 803-B8X | G | The Allen-Bradley 803-B8X has 8 Circuits, 10 Amps, and a 150 rpm Max. Shaft Speed. It also contains a Snap Action 1 N.O.-1 N.C. Contact and 2-12 Independent Cam Operators. | 98.8506
30756 | 803-B8XRHRF | G | The Allen-Bradley 803-B8XRHRF has 8 Circuits, 10 Amps, and a 150 rpm Max. Shaft Speed. It also contains a Snap Action 1 N.O.-1 N.C. Contact and 2-12 Independent Cam Operators. | 98.0057
30757 | 803-B94X | G | The Allen-Bradley 803-B94X has 9 Circuits, 10 Amps, and a 150 rpm Max. Shaft Speed. It also contains a Snap Action 1 N.O.-1 N.C. Contact and 2-12 Independent Cam Operators. | 99.7101
30758 | 803-B9X | G | The Allen-Bradley 803-B9X has 9 Circuits, 10 Amps, and a 150 rpm Max. Shaft Speed. It also contains a Snap Action 1 N.O.-1 N.C. Contact and 2-12 Independent Cam Operators. | 98.5507
30759 | 803-E3 | G | The Allen-Bradley 803-E3 has 3 Circuits, 25 Amps, and a 150 rpm Max. Shaft Speed. It also contains a N.C. Double Break Contact and 2-12 Independent Cam Operators. | 98.773
30760 | 803-E4 | G | The Allen-Bradley 803-E4 has 4 Circuits, 25 Amps, and a 150 rpm Max. Shaft Speed. It also contains a N.C. Double Break Contact and 2-12 Independent Cam Operators. | 99.3902
30761 | 803-EF2 | G | The Allen-Bradley 803-EF2 has 2 Circuits, 25 Amps, and a 150 rpm Max. Shaft Speed. It also contains a N.C. Double Break Contact and 2-12 Independent Cam Operators. | 98.4802
30762 | 803-EF2RHRY08T01 | G | The Allen-Bradley 803-EF2RHRY08T01 has 2 Circuits, 25 Amps, and a 150 rpm Max. Shaft Speed. It also contains a N.C. Double Break Contact and 2-12 Independent Cam Operators. | 96.4497
30763 | 803-EF4X | G | The Allen-Bradley 803-EF4X has 4 Circuits, 25 Amps, and a 150 rpm Max. Shaft Speed. It also contains a N.C. Double Break Contact and 2-12 Independent Cam Operators. | 98.7879
30764 | 803-EF8X | G | The Allen-Bradley 803-EF8X has 8 Circuits, 25 Amps, and a 150 rpm Max. Shaft Speed. It also contains a N.C. Double Break Contact and 2-12 Independent Cam Operators. | 97.8723
30765 | 803-F1012 | G | The Allen-Bradley 803-F1012 has 10 Circuits, 10 Amps, and a 150 rpm Max. Shaft Speed. It also contains a Snap Action 1 N.O.-1 N.C. Contact and 2-12 Independent Cam Operators. | 98.8571
30766 | 803-F1212 | G | The Allen-Bradley 803-F1212 has 12 Circuits, 10 Amps, and a 150 rpm Max. Shaft Speed. It also contains a Snap Action 1 N.O.-1 N.C. Contact and 2-12 Independent Cam Operators. | 99.7151
30767 | 803-F1212P10 | G | The Allen-Bradley 803-F1212P10 has 12 Circuits, 10 Amps, and a 150 rpm Max. Shaft Speed. It also contains a Snap Action 1 N.O.-1 N.C. Contact and 2-12 Independent Cam Operators. | 99.7199
30768 | 803-F1212P10X | G | The Allen-Bradley 803-F1212P10X has 12 Circuits, 10 Amps, and a 150 rpm Max. Shaft Speed. It also contains a Snap Action 1 N.O.-1 N.C. Contact and 2-12 Independent Cam Operators. | 99.1549
30769 | 803-F1212RH | G | The Allen-Bradley 803-F1212RH has 12 Circuits, 10 Amps, and a 150 rpm Max. Shaft Speed. It also contains a Snap Action 1 N.O.-1 N.C. Contact and 2-12 Independent Cam Operators. | 99.4318
30770 | 803-F1212T | G | The Allen-Bradley 803-F1212T has 12 Circuits, 10 Amps, and a 150 rpm Max. Shaft Speed. It also contains a Snap Action 1 N.O.-1 N.C. Contact and 2-12 Independent Cam Operators. | 99.7167
30771 | 803-F1212X | G | The Allen-Bradley 803-F1212X has 12 Circuits, 10 Amps, and a 150 rpm Max. Shaft Speed. It also contains a Snap Action 1 N.O.-1 N.C. Contact and 2-12 Independent Cam Operators. | 99.7167
30772 | 803-F1212XT | G | The Allen-Bradley 803-F1212XT has 12 Circuits, 10 Amps, and a 150 rpm Max. Shaft Speed. It also contains a Snap Action 1 N.O.-1 N.C. Contact and 2-12 Independent Cam Operators. | 99.1453
30773 | 803-F212 | G | The Allen-Bradley 803-F212 has 2 Circuits, 10 Amps, and a 150 rpm Max. Shaft Speed. It also contains a Snap Action 1 N.O.-1 N.C. Contact and 2-12 Independent Cam Operators. | 99.7118
30774 | 803-F212RH | G | The Allen-Bradley 803-F212RH has 2 Circuits, 10 Amps, and a 150 rpm Max. Shaft Speed. It also contains a Snap Action 1 N.O.-1 N.C. Contact and 2-12 Independent Cam Operators. | 99.1404
30775 | 803-F212X | G | The Allen-Bradley 803-F212X has 2 Circuits, 10 Amps, and a 150 rpm Max. Shaft Speed. It also contains a Snap Action 1 N.O.-1 N.C. Contact and 2-12 Independent Cam Operators. | 98.8506
30776 | 803-F312 | G | The Allen-Bradley 803-F312 has 3 Circuits, 10 Amps, and a 150 rpm Max. Shaft Speed. It also contains a Snap Action 1 N.O.-1 N.C. Contact and 2-12 Independent Cam Operators. | 99.7118
30777 | 803-F312RF | G | The Allen-Bradley 803-F312RF has 3 Circuits, 10 Amps, and a 150 rpm Max. Shaft Speed. It also contains a Snap Action 1 N.O.-1 N.C. Contact and 2-12 Independent Cam Operators. | 99.4286
30778 | 803-F312RH | G | The Allen-Bradley 803-F312RH has 3 Circuits, 10 Amps, and a 150 rpm Max. Shaft Speed. It also contains a Snap Action 1 N.O.-1 N.C. Contact and 2-12 Independent Cam Operators. | 99.1404
30779 | 803-F312T | G | The Allen-Bradley 803-F312T has 3 Circuits, 10 Amps, and a 150 rpm Max. Shaft Speed. It also contains a Snap Action 1 N.O.-1 N.C. Contact and 2-12 Independent Cam Operators. | 99.4253
30780 | 803-F312X | G | The Allen-Bradley 803-F312X has 3 Circuits, 10 Amps, and a 150 rpm Max. Shaft Speed. It also contains a Snap Action 1 N.O.-1 N.C. Contact and 2-12 Independent Cam Operators. | 98.8506
30781 | 803-F412 | G | The Allen-Bradley 803-F412 has 4 Circuits, 10 Amps, and a 150 rpm Max. Shaft Speed. It also contains a Snap Action 1 N.O.-1 N.C. Contact and 2-12 Independent Cam Operators. | 99.7118
30782 | 803-F412R | G | The Allen-Bradley 803-F412R has 4 Circuits, 10 Amps, and a 150 rpm Max. Shaft Speed. It also contains a Snap Action 1 N.O.-1 N.C. Contact and 2-12 Independent Cam Operators. | 99.7135
30783 | 803-F412RB | G | The Allen-Bradley 803-F412RB has 4 Circuits, 10 Amps, and a 150 rpm Max. Shaft Speed. It also contains a Snap Action 1 N.O.-1 N.C. Contact and 2-12 Independent Cam Operators. | 99.4286
30784 | 803-F412RH | G | The Allen-Bradley 803-F412RH has 4 Circuits, 10 Amps, and a 150 rpm Max. Shaft Speed. It also contains a Snap Action 1 N.O.-1 N.C. Contact and 2-12 Independent Cam Operators. | 99.7151
30785 | 803-F412RY25-1 | G | The Allen-Bradley 803-F412RY25-1 has 4 Circuits, 10 Amps, and a 150 rpm Max. Shaft Speed. It also contains a Snap Action 1 N.O.-1 N.C. Contact and 2-12 Independent Cam Operators. | 98.0282
30786 | 803-F412T | G | The Allen-Bradley 803-F412T has 4 Circuits, 10 Amps, and a 150 rpm Max. Shaft Speed. It also contains a Snap Action 1 N.O.-1 N.C. Contact and 2-12 Independent Cam Operators. | 99.7135
30787 | 803-F412TRH | G | The Allen-Bradley 803-F412TRH has 4 Circuits, 10 Amps, and a 150 rpm Max. Shaft Speed. It also contains a Snap Action 1 N.O.-1 N.C. Contact and 2-12 Independent Cam Operators. | 99.1453
30788 | 803-F412X | G | The Allen-Bradley 803-F412X has 4 Circuits, 10 Amps, and a 150 rpm Max. Shaft Speed. It also contains a Snap Action 1 N.O.-1 N.C. Contact and 2-12 Independent Cam Operators. | 99.7135
30789 | 803-F412XRA | G | The Allen-Bradley 803-F412XRA has 4 Circuits, 10 Amps, and a 150 rpm Max. Shaft Speed. It also contains a Snap Action 1 N.O.-1 N.C. Contact and 2-12 Independent Cam Operators. | 99.1453
30790 | 803-F412XT | G | The Allen-Bradley 803-F412XT has 4 Circuits, 10 Amps, and a 150 rpm Max. Shaft Speed. It also contains a Snap Action 1 N.O.-1 N.C. Contact and 2-12 Independent Cam Operators. | 98.5673
30791 | 803-F512 | G | The Allen-Bradley 803-F512 has 5 Circuits, 10 Amps, and a 150 rpm Max. Shaft Speed. It also contains a Snap Action 1 N.O.-1 N.C. Contact and 2-12 Independent Cam Operators. | 99.7118
30792 | 803-F512RH | G | The Allen-Bradley 803-F512RH has 5 Circuits, 10 Amps, and a 150 rpm Max. Shaft Speed. It also contains a Snap Action 1 N.O.-1 N.C. Contact and 2-12 Independent Cam Operators. | 99.1404
30793 | 803-F512X | G | The Allen-Bradley 803-F512X has 5 Circuits, 10 Amps, and a 150 rpm Max. Shaft Speed. It also contains a Snap Action 1 N.O.-1 N.C. Contact and 2-12 Independent Cam Operators. | 98.8506
30794 | 803-F612 | G | The Allen-Bradley 803-F612 has 6 Circuits, 10 Amps, and a 150 rpm Max. Shaft Speed. It also contains a Snap Action 1 N.O.-1 N.C. Contact and 2-12 Independent Cam Operators. | 99.7118
30795 | 803-F612RH | G | The Allen-Bradley 803-F612RH has 6 Circuits, 10 Amps, and a 150 rpm Max. Shaft Speed. It also contains a Snap Action 1 N.O.-1 N.C. Contact and 2-12 Independent Cam Operators. | 99.1404
30796 | 803-F612T | G | The Allen-Bradley 803-F612T has 6 Circuits, 10 Amps, and a 150 rpm Max. Shaft Speed. It also contains a Snap Action 1 N.O.-1 N.C. Contact and 2-12 Independent Cam Operators. | 99.4253
30797 | 803-F612X | G | The Allen-Bradley 803-F612X has 6 Circuits, 10 Amps, and a 150 rpm Max. Shaft Speed. It also contains a Snap Action 1 N.O.-1 N.C. Contact and 2-12 Independent Cam Operators. | 98.8506
30798 | 803-F712 | G | The Allen-Bradley 803-F712 has 7 Circuits, 10 Amps, and a 150 rpm Max. Shaft Speed. It also contains a Snap Action 1 N.O.-1 N.C. Contact and 2-12 Independent Cam Operators. | 99.7118
30799 | 803-F712RF | G | The Allen-Bradley 803-F712RF has 7 Circuits, 10 Amps, and a 150 rpm Max. Shaft Speed. It also contains a Snap Action 1 N.O.-1 N.C. Contact and 2-12 Independent Cam Operators. | 99.4286
30800 | 803-F712RH | G | The Allen-Bradley 803-F712RH has 7 Circuits, 10 Amps, and a 150 rpm Max. Shaft Speed. It also contains a Snap Action 1 N.O.-1 N.C. Contact and 2-12 Independent Cam Operators. | 99.1404
30801 | 803-F712T | G | The Allen-Bradley 803-F712T has 7 Circuits, 10 Amps, and a 150 rpm Max. Shaft Speed. It also contains a Snap Action 1 N.O.-1 N.C. Contact and 2-12 Independent Cam Operators. | 98.8506
30802 | 803-F812 | G | The Allen-Bradley 803-F812 has 8 Circuits, 10 Amps, and a 150 rpm Max. Shaft Speed. It also contains a Snap Action 1 N.O.-1 N.C. Contact and 2-12 Independent Cam Operators. | 99.7118
30803 | 803-F812P3 | G | The Allen-Bradley 803-F812P3 has 8 Circuits, 10 Amps, and a 150 rpm Max. Shaft Speed. It also contains a Snap Action 1 N.O.-1 N.C. Contact and 2-12 Independent Cam Operators. | 99.4286
30804 | 803-F812P6 | G | The Allen-Bradley 803-F812P6 has 8 Circuits, 10 Amps, and a 150 rpm Max. Shaft Speed. It also contains a Snap Action 1 N.O.-1 N.C. Contact and 2-12 Independent Cam Operators. | 99.7151
30805 | 803-F812P6X | G | The Allen-Bradley 803-F812P6X has 8 Circuits, 10 Amps, and a 150 rpm Max. Shaft Speed. It also contains a Snap Action 1 N.O.-1 N.C. Contact and 2-12 Independent Cam Operators. | 99.4286
30806 | 803-F812RH | G | The Allen-Bradley 803-F812RH has 8 Circuits, 10 Amps, and a 150 rpm Max. Shaft Speed. It also contains a Snap Action 1 N.O.-1 N.C. Contact and 2-12 Independent Cam Operators. | 99.7151
30807 | 803-F812RY | G | The Allen-Bradley 803-F812RY has 8 Circuits, 10 Amps, and a 150 rpm Max. Shaft Speed. It also contains a Snap Action 1 N.O.-1 N.C. Contact and 2-12 Independent Cam Operators. | 99.1453
30808 | 803-F812T | G | The Allen-Bradley 803-F812T has 8 Circuits, 10 Amps, and a 150 rpm Max. Shaft Speed. It also contains a Snap Action 1 N.O.-1 N.C. Contact and 2-12 Independent Cam Operators. | 99.4286
30809 | 803-F812TRH | G | The Allen-Bradley 803-F812TRH has 8 Circuits, 10 Amps, and a 150 rpm Max. Shaft Speed. It also contains a Snap Action 1 N.O.-1 N.C. Contact and 2-12 Independent Cam Operators. | 98.8571
30810 | 803-F812X | G | The Allen-Bradley 803-F812X has 8 Circuits, 10 Amps, and a 150 rpm Max. Shaft Speed. It also contains a Snap Action 1 N.O.-1 N.C. Contact and 2-12 Independent Cam Operators. | 98.5591
30811 | 803-F912 | G | The Allen-Bradley 803-F912 has 9 Circuits, 10 Amps, and a 150 rpm Max. Shaft Speed. It also contains a Snap Action 1 N.O.-1 N.C. Contact and 2-12 Independent Cam Operators. | 99.4253
30881 | 803-NK34 | G | The Allen-Bradley 803-A104 has a 33-39 Adjustable Degrees of Dwell N.C. Contact Opens and a 321-327 Adjustable Degrees of Dwell N.O. Contact Remains Closed. | 95.2381
30882 | 803-NK35 | G | The Allen-Bradley 803-A104RHW has a 38-49Ã¯Â¿Â½ Adjustable Degrees of Dwell N.C. Contact Opens and a 311-322Ã¯Â¿Â½ Adjustable Degrees of Dwell N.O. Contact Remains Closed. | 95.9064
30883 | 803-NK36 | G | The Allen-Bradley 803-A104X has a 48-69Ã¯Â¿Â½ Adjustable Degrees of Dwell N.C. Contact Opens and a 291-312Ã¯Â¿Â½ Adjustable Degrees of Dwell N.O. Contact Remains Closed. | 95.5752
30885 | 803-NK38 | G | The Allen-Bradley 803-A11 has a 108-189Ã¯Â¿Â½ Adjustable Degrees of Dwell N.C. Contact Opens and a 171-252Ã¯Â¿Â½ Adjustable Degrees of Dwell N.O. Contact Remains Closed. | 96.1652
30814 | 803-P10 | G | The Allen-Bradley 803-P10 has 10 Circuits, 25 Amps, and a 400 rpm Max. Shaft Speed. It also contains a N.C. Double Break Contact and 2-12 Independent Cam Operators. | 99.6979
30815 | 803-P10LH | G | The Allen-Bradley 803-P10LH has 10 Circuits, 25 Amps, and a 400 rpm Max. Shaft Speed. It also contains a N.C. Double Break Contact and 2-12 Independent Cam Operators. | 99.7015
30816 | 803-P10X | G | The Allen-Bradley 803-P10X has 10 Circuits, 25 Amps, and a 400 rpm Max. Shaft Speed. It also contains a N.C. Double Break Contact and 2-12 Independent Cam Operators. | 99.6997
30817 | 803-P12 | G | The Allen-Bradley 803-P12 has 12 Circuits, 25 Amps, and a 400 rpm Max. Shaft Speed. It also contains a N.C. Double Break Contact and 2-12 Independent Cam Operators. | 99.6979
30818 | 803-P12LH | G | The Allen-Bradley 803-P12LH has 12 Circuits, 25 Amps, and a 400 rpm Max. Shaft Speed. It also contains a N.C. Double Break Contact and 2-12 Independent Cam Operators. | 99.3976
30819 | 803-P12X | G | The Allen-Bradley 803-P12X has 12 Circuits, 25 Amps, and a 400 rpm Max. Shaft Speed. It also contains a N.C. Double Break Contact and 2-12 Independent Cam Operators. | 99.6997
30820 | 803-P2 | G | The Allen-Bradley 803-P2 has 2 Circuits, 25 Amps, and a 400 rpm Max. Shaft Speed. It also contains a N.C. Double Break Contact and 2-12 Independent Cam Operators. | 99.6942
30821 | 803-P2LH | G | The Allen-Bradley 803-P2LH has 2 Circuits, 25 Amps, and a 400 rpm Max. Shaft Speed. It also contains a N.C. Double Break Contact and 2-12 Independent Cam Operators. | 99.0881
30822 | 803-P2W | G | The Allen-Bradley 803-P2W has 2 Circuits, 25 Amps, and a 400 rpm Max. Shaft Speed. It also contains a N.C. Double Break Contact and 2-12 Independent Cam Operators. | 99.696
30823 | 803-P2WX | G | The Allen-Bradley 803-P2WX has 2 Circuits, 25 Amps, and a 400 rpm Max. Shaft Speed. It also contains a N.C. Double Break Contact and 2-12 Independent Cam Operators. | 99.696
30824 | 803-P2X | G | The Allen-Bradley 803-P2X has 2 Circuits, 25 Amps, and a 400 rpm Max. Shaft Speed. It also contains a N.C. Double Break Contact and 2-12 Independent Cam Operators. | 99.696
30825 | 803-P3 | G | The Allen-Bradley 803-P3 has 3 Circuits, 25 Amps, and a 400 rpm Max. Shaft Speed. It also contains a N.C. Double Break Contact and 2-12 Independent Cam Operators. | 99.6942
30826 | 803-P3LH | G | The Allen-Bradley 803-P3LH has 3 Circuits, 25 Amps, and a 400 rpm Max. Shaft Speed. It also contains a N.C. Double Break Contact and 2-12 Independent Cam Operators. | 99.0881
30827 | 803-P3X | G | The Allen-Bradley 803-P3X has 3 Circuits, 25 Amps, and a 400 rpm Max. Shaft Speed. It also contains a N.C. Double Break Contact and 2-12 Independent Cam Operators. | 99.696
30828 | 803-P4 | G | The Allen-Bradley 803-P4 has 4 Circuits, 25 Amps, and a 400 rpm Max. Shaft Speed. It also contains a N.C. Double Break Contact and 2-12 Independent Cam Operators. | 99.6942
30829 | 803-P4LH | G | The Allen-Bradley 803-P4LH has 4 Circuits, 25 Amps, and a 400 rpm Max. Shaft Speed. It also contains a N.C. Double Break Contact and 2-12 Independent Cam Operators. | 99.6979
30830 | 803-P4LHW | G | The Allen-Bradley 803-P4LHW has 4 Circuits, 25 Amps, and a 400 rpm Max. Shaft Speed. It also contains a N.C. Double Break Contact and 2-12 Independent Cam Operators. | 99.3976
30831 | 803-P4LHX | G | The Allen-Bradley 803-P4LHX has 4 Circuits, 25 Amps, and a 400 rpm Max. Shaft Speed. It also contains a N.C. Double Break Contact and 2-12 Independent Cam Operators. | 99.3976
30832 | 803-P4RA | G | The Allen-Bradley 803-P4RA has 4 Circuits, 25 Amps, and a 400 rpm Max. Shaft Speed. It also contains a N.C. Double Break Contact and 2-12 Independent Cam Operators. | 99.0881
30833 | 803-P4W | G | The Allen-Bradley 803-P4W has 4 Circuits, 25 Amps, and a 400 rpm Max. Shaft Speed. It also contains a N.C. Double Break Contact and 2-12 Independent Cam Operators. | 99.696
30834 | 803-P4WX | G | The Allen-Bradley 803-P4WX has 4 Circuits, 25 Amps, and a 400 rpm Max. Shaft Speed. It also contains a N.C. Double Break Contact and 2-12 Independent Cam Operators. | 99.696
30835 | 803-P4X | G | The Allen-Bradley 803-P4X has 4 Circuits, 25 Amps, and a 400 rpm Max. Shaft Speed. It also contains a N.C. Double Break Contact and 2-12 Independent Cam Operators. | 99.696
30836 | 803-P5 | G | The Allen-Bradley 803-P5 has 5 Circuits, 25 Amps, and a 400 rpm Max. Shaft Speed. It also contains a N.C. Double Break Contact and 2-12 Independent Cam Operators. | 99.6942
30837 | 803-P5LH | G | The Allen-Bradley 803-P5LH has 5 Circuits, 25 Amps, and a 400 rpm Max. Shaft Speed. It also contains a N.C. Double Break Contact and 2-12 Independent Cam Operators. | 99.0881
30838 | 803-P5X | G | The Allen-Bradley 803-P5X has 5 Circuits, 25 Amps, and a 400 rpm Max. Shaft Speed. It also contains a N.C. Double Break Contact and 2-12 Independent Cam Operators. | 99.3902
30839 | 803-P6 | G | The Allen-Bradley 803-P6 has 6 Circuits, 25 Amps, and a 400 rpm Max. Shaft Speed. It also contains a N.C. Double Break Contact and 2-12 Independent Cam Operators. | 99.6942
30840 | 803-P6LH | G | The Allen-Bradley 803-P6LH has 6 Circuits, 25 Amps, and a 400 rpm Max. Shaft Speed. It also contains a N.C. Double Break Contact and 2-12 Independent Cam Operators. | 99.6979
30841 | 803-P6W | G | The Allen-Bradley 803-P6W has 6 Circuits, 25 Amps, and a 400 rpm Max. Shaft Speed. It also contains a N.C. Double Break Contact and 2-12 Independent Cam Operators. | 99.696
30842 | 803-P6WX | G | The Allen-Bradley 803-P6WX has 6 Circuits, 25 Amps, and a 400 rpm Max. Shaft Speed. It also contains a N.C. Double Break Contact and 2-12 Independent Cam Operators. | 99.696
30843 | 803-P6X | G | The Allen-Bradley 803-P6X has 6 Circuits, 25 Amps, and a 400 rpm Max. Shaft Speed. It also contains a N.C. Double Break Contact and 2-12 Independent Cam Operators. | 99.696
30844 | 803-P7 | G | The Allen-Bradley 803-P7 has 7 Circuits, 25 Amps, and a 400 rpm Max. Shaft Speed. It also contains a N.C. Double Break Contact and 2-12 Independent Cam Operators. | 99.6942
30845 | 803-P7LH | G | The Allen-Bradley 803-P7LH has 7 Circuits, 25 Amps, and a 400 rpm Max. Shaft Speed. It also contains a N.C. Double Break Contact and 2-12 Independent Cam Operators. | 99.0881
30846 | 803-P7W | G | The Allen-Bradley 803-P7W has 7 Circuits, 25 Amps, and a 400 rpm Max. Shaft Speed. It also contains a N.C. Double Break Contact and 2-12 Independent Cam Operators. | 99.3902
30847 | 803-P7X | G | The Allen-Bradley 803-P7X has 7 Circuits, 25 Amps, and a 400 rpm Max. Shaft Speed. It also contains a N.C. Double Break Contact and 2-12 Independent Cam Operators. | 99.696
30848 | 803-P8 | G | The Allen-Bradley 803-P8 has 8 Circuits, 25 Amps, and a 400 rpm Max. Shaft Speed. It also contains a N.C. Double Break Contact and 2-12 Independent Cam Operators. | 99.6942
30849 | 803-P8LH | G | The Allen-Bradley 803-P8LH has 8 Circuits, 25 Amps, and a 400 rpm Max. Shaft Speed. It also contains a N.C. Double Break Contact and 2-12 Independent Cam Operators. | 99.6979
30850 | 803-P8W | G | The Allen-Bradley 803-P8W has 8 Circuits, 25 Amps, and a 400 rpm Max. Shaft Speed. It also contains a N.C. Double Break Contact and 2-12 Independent Cam Operators. | 99.696
30851 | 803-P8WX | G | The Allen-Bradley 803-P8WX has 8 Circuits, 25 Amps, and a 400 rpm Max. Shaft Speed. It also contains a N.C. Double Break Contact and 2-12 Independent Cam Operators. | 99.696
30852 | 803-P8X | G | The Allen-Bradley 803-P8X has 8 Circuits, 25 Amps, and a 400 rpm Max. Shaft Speed. It also contains a N.C. Double Break Contact and 2-12 Independent Cam Operators. | 99.696
30853 | 803-PL10 | G | The Allen-Bradley 803-PL10 has 10 Circuits, 25 Amps, and a 400 rpm Max. Shaft Speed. It also contains a N.C. Double Break Contact and 2-12 Independent Cam Operators. | 99.6997
30854 | 803-PL10LH | G | The Allen-Bradley 803-PL10LH has 10 Circuits, 25 Amps, and a 400 rpm Max. Shaft Speed. It also contains a N.C. Double Break Contact and 2-12 Independent Cam Operators. | 99.1045
30855 | 803-PL10X | G | The Allen-Bradley 803-PL10X has 10 Circuits, 25 Amps, and a 400 rpm Max. Shaft Speed. It also contains a N.C. Double Break Contact and 2-12 Independent Cam Operators. | 98.8024
30856 | 803-PL12 | G | The Allen-Bradley 803-PL12 has 12 Circuits, 25 Amps, and a 400 rpm Max. Shaft Speed. It also contains a N.C. Double Break Contact and 2-12 Independent Cam Operators. | 99.6997
30857 | 803-PL12LH | G | <p>The Allen-Bradley 803-PL12LH has 12 Circuits, 25 Amps, and a 400 rpm Max. Shaft Speed. It also contains a N.C. Double Break Contact and 2-12 Independent Cam Operators.</p> | 99.4253
30858 | 803-PL12X | G | The Allen-Bradley 803-PL12X has 12 Circuits, 25 Amps, and a 400 rpm Max. Shaft Speed. It also contains a N.C. Double Break Contact and 2-12 Independent Cam Operators. | 99.3976
30859 | 803-PL2 | G | The Allen-Bradley 803-PL2 has 2 Circuits, 25 Amps, and a 400 rpm Max. Shaft Speed. It also contains a N.C. Double Break Contact and 2-12 Independent Cam Operators. | 99.696
30860 | 803-PL2LH | G | <p>The Allen-Bradley 803-PL2LH has 2 Circuits, 25 Amps, and a 400 rpm Max. Shaft Speed. It also contains a N.C. Double Break Contact and 2-12 Independent Cam Operators.</p> | 96.4497
30861 | 803-PL2W | G | The Allen-Bradley 803-PL2W has 2 Circuits, 25 Amps, and a 400 rpm Max. Shaft Speed. It also contains a N.C. Double Break Contact and 2-12 Independent Cam Operators. | 99.3939
30862 | 803-PL2X | G | The Allen-Bradley 803-PL2X has 2 Circuits, 25 Amps, and a 400 rpm Max. Shaft Speed. It also contains a N.C. Double Break Contact and 2-12 Independent Cam Operators. | 98.7879
30863 | 803-PL3 | G | The Allen-Bradley 803-PL3 has 3 Circuits, 25 Amps, and a 400 rpm Max. Shaft Speed. It also contains a N.C. Double Break Contact and 2-12 Independent Cam Operators. | 99.696
30864 | 803-PL3W | G | The Allen-Bradley 803-PL3W has 3 Circuits, 25 Amps, and a 400 rpm Max. Shaft Speed. It also contains a N.C. Double Break Contact and 2-12 Independent Cam Operators. | 99.3939
30865 | 803-PL3X | G | The Allen-Bradley 803-PL3X has 3 Circuits, 25 Amps, and a 400 rpm Max. Shaft Speed. It also contains a N.C. Double Break Contact and 2-12 Independent Cam Operators. | 98.7879
30866 | 803-PL4 | G | The Allen-Bradley 803-PL4 has 4 Circuits, 25 Amps, and a 400 rpm Max. Shaft Speed. It also contains a N.C. Double Break Contact and 2-12 Independent Cam Operators. | 99.696
30867 | 803-PL4LH | G | The Allen-Bradley 803-PL4LH has 4 Circuits, 25 Amps, and a 400 rpm Max. Shaft Speed. It also contains a N.C. Double Break Contact and 2-12 Independent Cam Operators. | 99.0937
30868 | 803-PL4X | G | The Allen-Bradley 803-PL4X has 4 Circuits, 25 Amps, and a 400 rpm Max. Shaft Speed. It also contains a N.C. Double Break Contact and 2-12 Independent Cam Operators. | 98.7879
30869 | 803-PL5 | G | The Allen-Bradley 803-PL5 has 5 Circuits, 25 Amps, and a 400 rpm Max. Shaft Speed. It also contains a N.C. Double Break Contact and 2-12 Independent Cam Operators. | 98.7805
30870 | 803-PL6 | G | The Allen-Bradley 803-PL6 has 6 Circuits, 25 Amps, and a 400 rpm Max. Shaft Speed. It also contains a N.C. Double Break Contact and 2-12 Independent Cam Operators. | 99.696
30871 | 803-PL6LH | G | The Allen-Bradley 803-PL6LH has 6 Circuits, 25 Amps, and a 400 rpm Max. Shaft Speed. It also contains a N.C. Double Break Contact and 2-12 Independent Cam Operators. | 99.0937
30872 | 803-PL6W | G | The Allen-Bradley 803-PL6W has 6 Circuits, 25 Amps, and a 400 rpm Max. Shaft Speed. It also contains a N.C. Double Break Contact and 2-12 Independent Cam Operators. | 99.3939
30873 | 803-PL6X | G | The Allen-Bradley 803-PL6X has 6 Circuits, 25 Amps, and a 400 rpm Max. Shaft Speed. It also contains a N.C. Double Break Contact and 2-12 Independent Cam Operators. | 98.7879
30874 | 803-PL7 | G | The Allen-Bradley 803-PL7 has 7 Circuits, 25 Amps, and a 400 rpm Max. Shaft Speed. It also contains a N.C. Double Break Contact and 2-12 Independent Cam Operators. | 99.696
30875 | 803-PL7X | G | The Allen-Bradley 803-PL7X has 7 Circuits, 25 Amps, and a 400 rpm Max. Shaft Speed. It also contains a N.C. Double Break Contact and 2-12 Independent Cam Operators. | 98.7879
30876 | 803-PL8 | G | The Allen-Bradley 803-PL8 has 8 Circuits, 25 Amps, and a 400 rpm Max. Shaft Speed. It also contains a N.C. Double Break Contact and 2-12 Independent Cam Operators. | 99.696
30877 | 803-PL8LH | G | The Allen-Bradley 803-PL8LH has 8 Circuits, 25 Amps, and a 400 rpm Max. Shaft Speed. It also contains a N.C. Double Break Contact and 2-12 Independent Cam Operators. | 99.0937
30878 | 803-PL8W | G | The Allen-Bradley 803-PL8W has 8 Circuits, 25 Amps, and a 400 rpm Max. Shaft Speed. It also contains a N.C. Double Break Contact and 2-12 Independent Cam Operators. | 99.3939
64053 | A201K0CA | G | <p>This Eaton Cutler-Hammer Renewal Part is a Nema Freedom Non-Reversing Contactor with an Open Enclosure.\&quot;This product is a Size 0, 3 Pole contactor and has an Amp Rating of 18 A as well as a Voltage Rating of 240/480V 60Hz.</p> | 99.1525
64054 | A201K0DA | G | <p>This Eaton Cutler-Hammer Renewal Part is a Nema Freedom Non-Reversing Contactor with an Open Enclosure.\&quot;This product is a Size 0, 4 Pole contactor and has an Amp Rating of 18 A as well as a Voltage Rating of 440V 50Hz.</p> | 98.7069
64055 | A201K0EA | G | <p>This Eaton Cutler-Hammer Renewal Part is a Nema Freedom Non-Reversing Contactor with an Open Enclosure.\&quot;This product is a Size 0, 5 Pole contactor and has an Amp Rating of 18 A as well as a Voltage Rating of 600V 60Hz.</p> | 99.1379
64056 | A201K1BA | G | <p>This Eaton Cutler-Hammer Renewal Part is a Nema Freedom Non-Reversing Contactor with an Open Enclosure.\&quot;This product is a Size 1, 2 Pole contactor and has an Amp Rating of 27 A as well as a Voltage Rating of 200/208V 60Hz.</p> | 100
64124 | A201K1BW | G | <p>This Eaton Cutler-Hammer Renewal Part is a Nema Freedom Non-Reversing Contactor with an Open Enclosure.\&quot;This product is a Size 1, 2 Pole contactor and has an Amp Rating of 27 A as well as a Voltage Rating of 200/208V 60Hz.</p> | 99.3658
64158 | A201K1BX | G | <p>This Eaton Cutler-Hammer Renewal Part is a Nema Freedom Non-Reversing Contactor with an Open Enclosure.\&quot;This product is a Size 1, 2 Pole contactor and has an Amp Rating of 27 A as well as a Voltage Rating of 200/208V 60Hz.</p> | 100
64057 | A201K1CA | G | <p>This Eaton Cutler-Hammer Renewal Part is a Nema Freedom Non-Reversing Contactor with an Open Enclosure.\&quot;This product is a Size 1, 3 Pole contactor and has an Amp Rating of 27 A as well as a Voltage Rating of 240/480V 60Hz.</p> | 99.3658
64091 | A201K1CB | G | <p>This Eaton Cutler-Hammer Renewal Part is a Nema Freedom Non-Reversing Contactor with an Open Enclosure.\&quot;This product is a Size 1, 3 Pole contactor and has an Amp Rating of 27 A as well as a Voltage Rating of 240/480V 60Hz.</p> | 100
64159 | A201K1CX | G | <p>This Eaton Cutler-Hammer Renewal Part is a Nema Freedom Non-Reversing Contactor with an Open Enclosure.\&quot;This product is a Size 1, 3 Pole contactor and has an Amp Rating of 27 A as well as a Voltage Rating of 240/480V 60Hz.</p> | 100
64058 | A201K1DA | G | <p>This Eaton Cutler-Hammer Renewal Part is a Nema Freedom Non-Reversing Contactor with an Open Enclosure.\&quot;This product is a Size 1, 4 Pole contactor and has an Amp Rating of 27 A as well as a Voltage Rating of 440V 50Hz.</p> | 100
64296 | A201K1DU | G | <p>This Eaton Cutler-Hammer Renewal Part is a Nema Freedom Non-Reversing Contactor with an Open Enclosure.\&quot;This product is a Size 1, 4 Pole contactor and has an Amp Rating of 27 A as well as a Voltage Rating of 440V 50Hz.</p> |  | 2
64059 | A201K1EA | G | <p>This Eaton Cutler-Hammer Renewal Part is a Nema Freedom Non-Reversing Contactor with an Open Enclosure.\&quot;This product is a Size 1, 5 Pole contactor and has an Amp Rating of 27 A as well as a Voltage Rating of 600V 60Hz.</p> | 98.7069
64060 | A201K2BA | G | <p>This Eaton Cutler-Hammer Renewal Part is a Nema Freedom Non-Reversing Contactor with an Open Enclosure.\&quot;This product is a Size 2, 2 Pole contactor and has an Amp Rating of 45 A as well as a Voltage Rating of 200/208V 60Hz.</p> | 98.5201
64061 | A201K2CA | G | <p>This Eaton Cutler-Hammer Renewal Part is a Nema Freedom Non-Reversing Contactor with an Open Enclosure.\&quot;This product is a Size 2, 3 Pole contactor and has an Amp Rating of 45 A as well as a Voltage Rating of 240/480V 60Hz.</p> | 100
64095 | A201K2CB | G | <p>This Eaton Cutler-Hammer Renewal Part is a Nema Freedom Non-Reversing Contactor with an Open Enclosure.\&quot;This product is a Size 2, 3 Pole contactor and has an Amp Rating of 45 A as well as a Voltage Rating of 240/480V 60Hz.</p> | 100
64333 | A201K2CE | G | <p>This Eaton Cutler-Hammer Renewal Part is a Nema Freedom Non-Reversing Contactor with an Open Enclosure.\&quot;This product is a Size 2, 3 Pole contactor and has an Amp Rating of 45 A as well as a Voltage Rating of 240/480V 60Hz.</p> | 98.9429
64129 | A201K2CW | G | <p>This Eaton Cutler-Hammer Renewal Part is a Nema Freedom Non-Reversing Contactor with an Open Enclosure.\&quot;This product is a Size 2, 3 Pole contactor and has an Amp Rating of 45 A as well as a Voltage Rating of 240/480V 60Hz.</p> | 100
64163 | A201K2CX | G | <p>This Eaton Cutler-Hammer Renewal Part is a Nema Freedom Non-Reversing Contactor with an Open Enclosure.\&quot;This product is a Size 2, 3 Pole contactor and has an Amp Rating of 45 A as well as a Voltage Rating of 240/480V 60Hz.</p> | 100
64062 | A201K2DA | G | <p>This Eaton Cutler-Hammer Renewal Part is a Nema Freedom Non-Reversing Contactor with an Open Enclosure.\&quot;This product is a Size 2, 4 Pole contactor and has an Amp Rating of 45 A as well as a Voltage Rating of 440V 50Hz.</p> | 98.7069
64063 | A201K2EA | G | <p>This Eaton Cutler-Hammer Renewal Part is a Nema Freedom Non-Reversing Contactor with an Open Enclosure.\&quot;This product is a Size 2, 5 Pole contactor and has an Amp Rating of 45 A as well as a Voltage Rating of 600V 60Hz.</p> | 98.9247
64064 | A201K3BA | G | <p>This Eaton Cutler-Hammer Renewal Part is a Nema Freedom Non-Reversing Contactor with an Open Enclosure.\&quot;This product is a Size 3, 2 Pole contactor and has an Amp Rating of 90 A as well as a Voltage Rating of 200/208V 60Hz.</p> | 98.9429
64065 | A201K3CA | G | <p>This Eaton Cutler-Hammer Renewal Part is a Nema Freedom Non-Reversing Contactor with an Open Enclosure.\&quot;This product is a Size 3, 3 Pole contactor and has an Amp Rating of 90 A as well as a Voltage Rating of 240/480V 60Hz.</p> | 100
64099 | A201K3CB | G | <p>This Eaton Cutler-Hammer Renewal Part is a Nema Freedom Non-Reversing Contactor with an Open Enclosure.\&quot;This product is a Size 3, 3 Pole contactor and has an Amp Rating of 90 A as well as a Voltage Rating of 240/480V 60Hz.</p> | 100
64337 | A201K3CE | G | <p>This Eaton Cutler-Hammer Renewal Part is a Nema Freedom Non-Reversing Contactor with an Open Enclosure.\&quot;This product is a Size 3, 3 Pole contactor and has an Amp Rating of 90 A as well as a Voltage Rating of 240/480V 60Hz.</p> | 98.9429
64133 | A201K3CW | G | <p>This Eaton Cutler-Hammer Renewal Part is a Nema Freedom Non-Reversing Contactor with an Open Enclosure.\&quot;This product is a Size 3, 3 Pole contactor and has an Amp Rating of 90 A as well as a Voltage Rating of 240/480V 60Hz.</p> | 100
64167 | A201K3CX | G | <p>This Eaton Cutler-Hammer Renewal Part is a Nema Freedom Non-Reversing Contactor with an Open Enclosure.\&quot;This product is a Size 3, 3 Pole contactor and has an Amp Rating of 90 A as well as a Voltage Rating of 240/480V 60Hz.</p> | 100
64066 | A201K3DA | G | <p>This Eaton Cutler-Hammer Renewal Part is a Nema Freedom Non-Reversing Contactor with an Open Enclosure.\&quot;This product is a Size 3, 4 Pole contactor and has an Amp Rating of 90 A as well as a Voltage Rating of 440V 50Hz.</p> | 100
64168 | A201K3DX | G | <p>This Eaton Cutler-Hammer Renewal Part is a Nema Freedom Non-Reversing Contactor with an Open Enclosure.\&quot;This product is a Size 3, 4 Pole contactor and has an Amp Rating of 90 A as well as a Voltage Rating of 440V 50Hz.</p> | 98.7069
64033 | A201K3E | G | <p>This Eaton Cutler-Hammer Renewal Part is a Nema Freedom Non-Reversing Contactor with an Open Enclosure.\&quot;This product is a Size 3, 5 Pole contactor and has an Amp Rating of 90 A as well as a Voltage Rating of 600V 60Hz.</p> | 100
64067 | A201K3EA | G | <p>This Eaton Cutler-Hammer Renewal Part is a Nema Freedom Non-Reversing Contactor with an Open Enclosure.\&quot;This product is a Size 3, 5 Pole contactor and has an Amp Rating of 90 A as well as a Voltage Rating of 600V 60Hz.</p> | 98.2906
64068 | A201K4BA | G | <p>This Eaton Cutler-Hammer Renewal Part is a Nema Freedom Non-Reversing Contactor with an Open Enclosure.\&quot;This product is a Size 4, 2 Pole contactor and has an Amp Rating of 135 A as well as a Voltage Rating of 200/208V 60Hz.</p> | 100
64170 | A201K4BX | G | <p>This Eaton Cutler-Hammer Renewal Part is a Nema Freedom Non-Reversing Contactor with an Open Enclosure.\&quot;This product is a Size 4, 2 Pole contactor and has an Amp Rating of 135 A as well as a Voltage Rating of 200/208V 60Hz.</p> | 98.9429
64035 | A201K4C | G | <p>This Eaton Cutler-Hammer Renewal Part is a Nema Freedom Non-Reversing Contactor with an Open Enclosure.\&quot;This product is a Size 4, 3 Pole contactor and has an Amp Rating of 135 A as well as a Voltage Rating of 240/480V 60Hz.</p> | 100
64069 | A201K4CA | G | <p>This Eaton Cutler-Hammer Renewal Part is a Nema Freedom Non-Reversing Contactor with an Open Enclosure.\&quot;This product is a Size 4, 3 Pole contactor and has an Amp Rating of 135 A as well as a Voltage Rating of 240/480V 60Hz.</p> | 100
64103 | A201K4CB | G | <p>This Eaton Cutler-Hammer Renewal Part is a Nema Freedom Non-Reversing Contactor with an Open Enclosure.\&quot;This product is a Size 4, 3 Pole contactor and has an Amp Rating of 135 A as well as a Voltage Rating of 240/480V 60Hz.</p> | 100
64341 | A201K4CE | G | <p>This Eaton Cutler-Hammer Renewal Part is a Nema Freedom Non-Reversing Contactor with an Open Enclosure.\&quot;This product is a Size 4, 3 Pole contactor and has an Amp Rating of 135 A as well as a Voltage Rating of 240/480V 60Hz.</p> | 98.7342
64273 | A201K4CK | G | <p>This Eaton Cutler-Hammer Renewal Part is a Nema Freedom Non-Reversing Contactor with an Open Enclosure.\&quot;This product is a Size 4, 3 Pole contactor and has an Amp Rating of 135 A as well as a Voltage Rating of 240/480V 60Hz.</p> | 100
64137 | A201K4CW | G | <p>This Eaton Cutler-Hammer Renewal Part is a Nema Freedom Non-Reversing Contactor with an Open Enclosure.\&quot;This product is a Size 4, 3 Pole contactor and has an Amp Rating of 135 A as well as a Voltage Rating of 240/480V 60Hz.</p> | 100
64171 | A201K4CX | G | <p>This Eaton Cutler-Hammer Renewal Part is a Nema Freedom Non-Reversing Contactor with an Open Enclosure.\&quot;This product is a Size 4, 3 Pole contactor and has an Amp Rating of 135 A as well as a Voltage Rating of 240/480V 60Hz.</p> | 100
64037 | A201K4E | G | <p>This Eaton Cutler-Hammer Renewal Part is a Nema Freedom Non-Reversing Contactor with an Open Enclosure.\&quot;This product is a Size 4, 5 Pole contactor and has an Amp Rating of 135 A as well as a Voltage Rating of 600V 60Hz.</p> | 100
64071 | A201K4EA | G | <p>This Eaton Cutler-Hammer Renewal Part is a Nema Freedom Non-Reversing Contactor with an Open Enclosure.\&quot;This product is a Size 4, 5 Pole contactor and has an Amp Rating of 135 A as well as a Voltage Rating of 600V 60Hz.</p> | 100
64139 | A201K4EW | G | <p>This Eaton Cutler-Hammer Renewal Part is a Nema Freedom Non-Reversing Contactor with an Open Enclosure.\&quot;This product is a Size 4, 5 Pole contactor and has an Amp Rating of 135 A as well as a Voltage Rating of 600V 60Hz.</p> | 98.4946
64072 | A201K5BA | G | <p>This Eaton Cutler-Hammer Renewal Part is a Nema Freedom Non-Reversing Contactor with an Open Enclosure.\&quot;This product is a Size 5, 2 Pole contactor and has an Amp Rating of 270 A as well as a Voltage Rating of 200/208V 60Hz.</p> | 98.3122
64073 | A201K5CA | G | <p>This Eaton Cutler-Hammer Renewal Part is a Nema Freedom Non-Reversing Contactor with an Open Enclosure.\&quot;This product is a Size 5, 3 Pole contactor and has an Amp Rating of 270 A as well as a Voltage Rating of 240/480V 60Hz.</p> | 100
64107 | A201K5CB | G | <p>This Eaton Cutler-Hammer Renewal Part is a Nema Freedom Non-Reversing Contactor with an Open Enclosure.\&quot;This product is a Size 5, 3 Pole contactor and has an Amp Rating of 270 A as well as a Voltage Rating of 240/480V 60Hz.</p> | 100
64345 | A201K5CE | G | <p>This Eaton Cutler-Hammer Renewal Part is a Nema Freedom Non-Reversing Contactor with an Open Enclosure.\&quot;This product is a Size 5, 3 Pole contactor and has an Amp Rating of 270 A as well as a Voltage Rating of 240/480V 60Hz.</p> | 98.7342
64141 | A201K5CW | G | <p>This Eaton Cutler-Hammer Renewal Part is a Nema Freedom Non-Reversing Contactor with an Open Enclosure.\&quot;This product is a Size 5, 3 Pole contactor and has an Amp Rating of 270 A as well as a Voltage Rating of 240/480V 60Hz.</p> | 100
64175 | A201K5CX | G | <p>This Eaton Cutler-Hammer Renewal Part is a Nema Freedom Non-Reversing Contactor with an Open Enclosure.\&quot;This product is a Size 5, 3 Pole contactor and has an Amp Rating of 270 A as well as a Voltage Rating of 240/480V 60Hz.</p> | 100
64247 | A201K7CJ | G | <p>This Eaton Cutler-Hammer Renewal Part is a Nema Freedom Non-Reversing Contactor with an Open Enclosure.\&quot;This product is a Size 7, 3 Pole contactor and has an Amp Rating of 810 A as well as a Voltage Rating of 240/480V 60Hz.</p> | 96.8017
64249 | A201K8CJ | G | <p>This Eaton Cutler-Hammer Renewal Part is a Nema Freedom Non-Reversing Contactor with an Open Enclosure.\&quot;This product is a Size 8, 3 Pole contactor and has an Amp Rating of 1215 A as well as a Voltage Rating of 240/480V 60Hz.</p> | 98.9474
64049 | A201KACA | G | <p>This Eaton Cutler-Hammer Renewal Part is a Nema Freedom Non-Reversing Contactor with an Open Enclosure.\&quot;This product is a Size 00, 3 Pole contactor and has an Amp Rating of 9 A as well as a Voltage Rating of 240/480V 60Hz.</p> | 99.1525
64083 | A201KACB | G | <p>This Eaton Cutler-Hammer Renewal Part is a Nema Freedom Non-Reversing Contactor with an Open Enclosure.\&quot;This product is a Size 00, 3 Pole contactor and has an Amp Rating of 9 A as well as a Voltage Rating of 240/480V 60Hz.</p> | 100
64050 | A201KADA | G | <p>This Eaton Cutler-Hammer Renewal Part is a Nema Freedom Non-Reversing Contactor with an Open Enclosure.\&quot;This product is a Size 00, 4 Pole contactor and has an Amp Rating of 9 A as well as a Voltage Rating of 440V 50Hz.</p> | 99.1379
64051 | A201KAEA | G | <p>This Eaton Cutler-Hammer Renewal Part is a Nema Freedom Non-Reversing Contactor with an Open Enclosure.\&quot;This product is a Size 00, 5 Pole contactor and has an Amp Rating of 9 A as well as a Voltage Rating of 600V 60Hz.</p> | 99.1379
49257 | ED2015 | G | The Eaton ED2015 Molded Case Circuit Breaker is in the C Series and has 2 Pole(s). The module has 15 Trip Amps and a Thermal-Magnetic Trip Unit. | 99.6564
49258 | ED2020 | G | The Eaton ED2020 Molded Case Circuit Breaker is in the C Series and has 2 Pole(s). The module has 20 Trip Amps and a Thermal-Magnetic Trip Unit. | 99.6564
49260 | ED2030 | G | The Eaton ED2030 Molded Case Circuit Breaker is in the C Series and has 2 Pole(s). The module has 30 Trip Amps and a Thermal-Magnetic Trip Unit. | 99.6564
49262 | ED2040 | G | The Eaton ED2040 Molded Case Circuit Breaker is in the C Series and has 2 Pole(s). The module has 40 Trip Amps and a Thermal-Magnetic Trip Unit. | 99.6564
49263 | ED2050 | G | The Eaton ED2050 Molded Case Circuit Breaker is in the C Series and has 2 Pole(s). The module has 50 Trip Amps and a Thermal-Magnetic Trip Unit. | 99.6564
49265 | ED2100 | G | The Eaton ED2100 Molded Case Circuit Breaker is in the C Series and has 2 Pole(s). The module has 100 Trip Amps and a Thermal-Magnetic Trip Unit. | 99.6587
49266 | ED2125 | G | The Eaton ED2125 Molded Case Circuit Breaker is in the C Series and has 2 Pole(s). The module has 125 Trip Amps and a Thermal-Magnetic Trip Unit. | 99.6587
49267 | ED2150 | G | The Eaton ED2150 Molded Case Circuit Breaker is in the C Series and has 2 Pole(s). The module has 150 Trip Amps and a Thermal-Magnetic Trip Unit. | 99.6587
49268 | ED2175 | G | The Eaton ED2175 Molded Case Circuit Breaker is in the C Series and has 2 Pole(s). The module has 175 Trip Amps and a Thermal-Magnetic Trip Unit. | 99.6587
49269 | ED2200 | G | The Eaton ED2200 Molded Case Circuit Breaker is in the C Series and has 2 Pole(s). The module has 200 Trip Amps and a Thermal-Magnetic Trip Unit. | 99.6587
49270 | ED2225 | G | The Eaton ED2225 Molded Case Circuit Breaker is in the C Series and has 2 Pole(s). The module has 225 Trip Amps and a Thermal-Magnetic Trip Unit. | 99.6587
49272 | ED3020 | G | The Eaton ED3020 Molded Case Circuit Breaker is in the C Series and has 3 Pole(s). The module has 20 Trip Amps and a Thermal-Magnetic Trip Unit. | 99.6564
49274 | ED3030 | G | The Eaton ED3030 Molded Case Circuit Breaker is in the C Series and has 3 Pole(s). The module has 30 Trip Amps and a Thermal-Magnetic Trip Unit. | 99.6564
49277 | ED3050 | G | The Eaton ED3050 Molded Case Circuit Breaker is in the C Series and has 3 Pole(s). The module has 50 Trip Amps and a Thermal-Magnetic Trip Unit. | 99.6564
49278 | ED3060 | G | The Eaton ED3060 Molded Case Circuit Breaker is in the C Series and has 3 Pole(s). The module has 60 Trip Amps and a Thermal-Magnetic Trip Unit. | 99.6564
49279 | ED3100 | G | The Eaton ED3100 Molded Case Circuit Breaker is in the C Series and has 3 Pole(s). The module has 100 Trip Amps and a Thermal-Magnetic Trip Unit. | 99.6587
49280 | ED3125 | G | The Eaton ED3125 Molded Case Circuit Breaker is in the C Series and has 3 Pole(s). The module has 125 Trip Amps and a Thermal-Magnetic Trip Unit. | 99.6587
49281 | ED3150 | G | The Eaton ED3150 Molded Case Circuit Breaker is in the C Series and has 3 Pole(s). The module has 150 Trip Amps and a Thermal-Magnetic Trip Unit. | 99.6587
49282 | ED3175 | G | The Eaton ED3175 Molded Case Circuit Breaker is in the C Series and has 3 Pole(s). The module has 175 Trip Amps and a Thermal-Magnetic Trip Unit. | 99.6587
49283 | ED3200 | G | The Eaton ED3200 Molded Case Circuit Breaker is in the C Series and has 3 Pole(s). The module has 200 Trip Amps and a Thermal-Magnetic Trip Unit. | 99.6587
49284 | ED3225 | G | The Eaton ED3225 Molded Case Circuit Breaker is in the C Series and has 3 Pole(s). The module has 225 Trip Amps and a Thermal-Magnetic Trip Unit. | 99.6587
49309 | EDB2100 | G | The Eaton EDB2100 Molded Case Circuit Breaker is in the C Series and has 2 Pole(s). The module has 100 Trip Amps and a Thermal-Magnetic Trip Unit. | 99.3197
49310 | EDB2110 | G | The Eaton EDB2110 Molded Case Circuit Breaker is in the C Series and has 2 Pole(s). The module has 110 Trip Amps and a Thermal-Magnetic Trip Unit. | 99.3197
49311 | EDB2125 | G | The Eaton EDB2125 Molded Case Circuit Breaker is in the C Series and has 2 Pole(s). The module has 125 Trip Amps and a Thermal-Magnetic Trip Unit. | 99.3197
49312 | EDB2150 | G | The Eaton EDB2150 Molded Case Circuit Breaker is in the C Series and has 2 Pole(s). The module has 150 Trip Amps and a Thermal-Magnetic Trip Unit. | 99.3197
49313 | EDB2175 | G | The Eaton EDB2175 Molded Case Circuit Breaker is in the C Series and has 2 Pole(s). The module has 175 Trip Amps and a Thermal-Magnetic Trip Unit. | 99.3197
49314 | EDB2200 | G | The Eaton EDB2200 Molded Case Circuit Breaker is in the C Series and has 2 Pole(s). The module has 200 Trip Amps and a Thermal-Magnetic Trip Unit. | 99.3197
49315 | EDB2225 | G | The Eaton EDB2225 Molded Case Circuit Breaker is in the C Series and has 2 Pole(s). The module has 225 Trip Amps and a Thermal-Magnetic Trip Unit. | 98.9761
49316 | EDB3100 | G | The Eaton EDB3100 Molded Case Circuit Breaker is in the C Series and has 3 Pole(s). The module has 100 Trip Amps and a Thermal-Magnetic Trip Unit. | 99.3197
49317 | EDB3110 | G | The Eaton EDB3110 Molded Case Circuit Breaker is in the C Series and has 3 Pole(s). The module has 110 Trip Amps and a Thermal-Magnetic Trip Unit. | 99.3197
49318 | EDB3125 | G | The Eaton EDB3125 Molded Case Circuit Breaker is in the C Series and has 3 Pole(s). The module has 125 Trip Amps and a Thermal-Magnetic Trip Unit. | 99.3197
49319 | EDB3150 | G | The Eaton EDB3150 Molded Case Circuit Breaker is in the C Series and has 3 Pole(s). The module has 150 Trip Amps and a Thermal-Magnetic Trip Unit. | 99.3197
49320 | EDB3175 | G | The Eaton EDB3175 Molded Case Circuit Breaker is in the C Series and has 3 Pole(s). The module has 175 Trip Amps and a Thermal-Magnetic Trip Unit. | 99.3197
49321 | EDB3200 | G | The Eaton EDB3200 Molded Case Circuit Breaker is in the C Series and has 3 Pole(s). The module has 200 Trip Amps and a Thermal-Magnetic Trip Unit. | 99.3197
49322 | EDB3225 | G | The Eaton EDB3225 Molded Case Circuit Breaker is in the C Series and has 3 Pole(s). The module has 225 Trip Amps and a Thermal-Magnetic Trip Unit. | 99.3197
49299 | EDC2150 | G | The Eaton EDC2150 Molded Case Circuit Breaker is in the C Series and has 2 Pole(s). The module has 150 Trip Amps and a Thermal-Magnetic Trip Unit. | 99.3197
49307 | EDC3200 | G | The Eaton EDC3200 Molded Case Circuit Breaker is in the C Series and has 3 Pole(s). The module has 200 Trip Amps and a Thermal-Magnetic Trip Unit. | 99.3197
49308 | EDC3225 | G | The Eaton EDC3225 Molded Case Circuit Breaker is in the C Series and has 3 Pole(s). The module has 225 Trip Amps and a Thermal-Magnetic Trip Unit. | 99.3197
49285 | EDH2100 | G | The Eaton EDH2100 Molded Case Circuit Breaker is in the C Series and has 2 Pole(s). The module has 100 Trip Amps and a Thermal-Magnetic Trip Unit. | 99.3197
49286 | EDH2125 | G | The Eaton EDH2125 Molded Case Circuit Breaker is in the C Series and has 2 Pole(s). The module has 125 Trip Amps and a Thermal-Magnetic Trip Unit. | 99.3197
49287 | EDH2150 | G | The Eaton EDH2150 Molded Case Circuit Breaker is in the C Series and has 2 Pole(s). The module has 150 Trip Amps and a Thermal-Magnetic Trip Unit. | 99.3197
49288 | EDH2175 | G | The Eaton EDH2175 Molded Case Circuit Breaker is in the C Series and has 2 Pole(s). The module has 175 Trip Amps and a Thermal-Magnetic Trip Unit. | 99.3197
49289 | EDH2200 | G | The Eaton EDH2200 Molded Case Circuit Breaker is in the C Series and has 2 Pole(s). The module has 200 Trip Amps and a Thermal-Magnetic Trip Unit. | 99.3197
49291 | EDH3100 | G | The Eaton EDH3100 Molded Case Circuit Breaker is in the C Series and has 3 Pole(s). The module has 100 Trip Amps and a Thermal-Magnetic Trip Unit. | 99.3197
49292 | EDH3125 | G | The Eaton EDH3125 Molded Case Circuit Breaker is in the C Series and has 3 Pole(s). The module has 125 Trip Amps and a Thermal-Magnetic Trip Unit. | 99.3197
49293 | EDH3150 | G | The Eaton EDH3150 Molded Case Circuit Breaker is in the C Series and has 3 Pole(s). The module has 150 Trip Amps and a Thermal-Magnetic Trip Unit. | 99.3197
49294 | EDH3175 | G | The Eaton EDH3175 Molded Case Circuit Breaker is in the C Series and has 3 Pole(s). The module has 175 Trip Amps and a Thermal-Magnetic Trip Unit. | 99.3197
49295 | EDH3200 | G | The Eaton EDH3200 Molded Case Circuit Breaker is in the C Series and has 3 Pole(s). The module has 200 Trip Amps and a Thermal-Magnetic Trip Unit. | 99.3197
49296 | EDH3225 | G | The Eaton EDH3225 Molded Case Circuit Breaker is in the C Series and has 3 Pole(s). The module has 225 Trip Amps and a Thermal-Magnetic Trip Unit. | 99.3197
49323 | EDS2100 | G | The Eaton EDS2100 Molded Case Circuit Breaker is in the C Series and has 2 Pole(s). The module has 100 Trip Amps and a Thermal-Magnetic Trip Unit. | 99.3197
49324 | EDS2110 | G | The Eaton EDS2110 Molded Case Circuit Breaker is in the C Series and has 2 Pole(s). The module has 110 Trip Amps and a Thermal-Magnetic Trip Unit. | 98.9761
49325 | EDS2125 | G | The Eaton EDS2125 Molded Case Circuit Breaker is in the C Series and has 2 Pole(s). The module has 125 Trip Amps and a Thermal-Magnetic Trip Unit. | 98.9761
49326 | EDS2150 | G | The Eaton EDS2150 Molded Case Circuit Breaker is in the C Series and has 2 Pole(s). The module has 150 Trip Amps and a Thermal-Magnetic Trip Unit. | 98.9761
49327 | EDS2175 | G | The Eaton EDS2175 Molded Case Circuit Breaker is in the C Series and has 2 Pole(s). The module has 175 Trip Amps and a Thermal-Magnetic Trip Unit. | 98.9761
49328 | EDS2200 | G | The Eaton EDS2200 Molded Case Circuit Breaker is in the C Series and has 2 Pole(s). The module has 200 Trip Amps and a Thermal-Magnetic Trip Unit. | 98.9761
49330 | EDS3100 | G | The Eaton EDS3100 Molded Case Circuit Breaker is in the C Series and has 3 Pole(s). The module has 100 Trip Amps and a Thermal-Magnetic Trip Unit. | 99.3197
49331 | EDS3110 | G | The Eaton EDS3110 Molded Case Circuit Breaker is in the C Series and has 3 Pole(s). The module has 110 Trip Amps and a Thermal-Magnetic Trip Unit. | 98.9761
49332 | EDS3125 | G | The Eaton EDS3125 Molded Case Circuit Breaker is in the C Series and has 3 Pole(s). The module has 125 Trip Amps and a Thermal-Magnetic Trip Unit. | 98.9761
49333 | EDS3150 | G | The Eaton EDS3150 Molded Case Circuit Breaker is in the C Series and has 3 Pole(s). The module has 150 Trip Amps and a Thermal-Magnetic Trip Unit. | 98.9761
49334 | EDS3175 | G | The Eaton EDS3175 Molded Case Circuit Breaker is in the C Series and has 3 Pole(s). The module has 175 Trip Amps and a Thermal-Magnetic Trip Unit. | 98.9761
49335 | EDS3200 | G | The Eaton EDS3200 Molded Case Circuit Breaker is in the C Series and has 3 Pole(s). The module has 200 Trip Amps and a Thermal-Magnetic Trip Unit. | 98.9761
49336 | EDS3225 | G | The Eaton EDS3225 Molded Case Circuit Breaker is in the C Series and has 3 Pole(s). The module has 225 Trip Amps and a Thermal-Magnetic Trip Unit. | 98.9761
46824 | EGB1030FFG | G | The Eaton EGB1030FFG Molded Case Circuit Breaker has an EG Frame and 1 Pole(s). The module has 18 kA @ 480V and 30 Amps.
47228 | EGB2015FFB | G | The Eaton EGB2015FFB Molded Case Circuit Breaker has an EG Frame and 2 Pole(s). The module has 18 kA @ 480V and 15 Amps.
46838 | EGB2015FFG | G | The Eaton EGB2015FFG Molded Case Circuit Breaker has an EG Frame and 2 Pole(s). The module has 18 kA @ 480V and 15 Amps.
47229 | EGB2020FFB | G | The Eaton EGB2020FFB Molded Case Circuit Breaker has an EG Frame and 2 Pole(s). The module has 18 kA @ 480V and 20 Amps.
46840 | EGB2020FFG | G | The Eaton EGB2020FFG Molded Case Circuit Breaker has an EG Frame and 2 Pole(s). The module has 18 kA @ 480V and 20 Amps.
46841 | EGB2025FFG | G | The Eaton EGB2025FFG Molded Case Circuit Breaker has an EG Frame and 2 Pole(s). The module has 18 kA @ 480V and 25 Amps.
46842 | EGB2030FFG | G | The Eaton EGB2030FFG Molded Case Circuit Breaker has an EG Frame and 2 Pole(s). The module has 18 kA @ 480V and 30 Amps.
46844 | EGB2035FFG | G | The Eaton EGB2035FFG Molded Case Circuit Breaker has an EG Frame and 2 Pole(s). The module has 18 kA @ 480V and 35 Amps.
47234 | EGB2045FFB | G | The Eaton EGB2045FFB Molded Case Circuit Breaker has an EG Frame and 2 Pole(s). The module has 18 kA @ 480V and 45 Amps.
46848 | EGB2060FFG | G | The Eaton EGB2060FFG Molded Case Circuit Breaker has an EG Frame and 2 Pole(s). The module has 18 kA @ 480V and 60 Amps.
46851 | EGB2080FFG | G | The Eaton EGB2080FFG Molded Case Circuit Breaker has an EG Frame and 2 Pole(s). The module has 18 kA @ 480V and 80 Amps.
47242 | EGB2125FFB | G | The Eaton EGB2125FFB Molded Case Circuit Breaker has an EG Frame and 2 Pole(s). The module has 18 kA @ 480V and 125 Amps.
46856 | EGB3015FFG | G | The Eaton EGB3015FFG Molded Case Circuit Breaker has an EG Frame and 3 Pole(s). The module has 18 kA @ 480V and 15 Amps.
47244 | EGB3020FFB | G | The Eaton EGB3020FFB Molded Case Circuit Breaker has an EG Frame and 3 Pole(s). The module has 18 kA @ 480V and 20 Amps.
46858 | EGB3020FFG | G | The Eaton EGB3020FFG Molded Case Circuit Breaker has an EG Frame and 3 Pole(s). The module has 18 kA @ 480V and 20 Amps.
46875 | EGB3025AFG | G | The Eaton EGB3025AFG Molded Case Circuit Breaker has an EG Frame and 3 Pole(s). The module has 18 kA @ 480V and 25 Amps.
47245 | EGB3025FFB | G | The Eaton EGB3025FFB Molded Case Circuit Breaker has an EG Frame and 3 Pole(s). The module has 18 kA @ 480V and 25 Amps.
46859 | EGB3025FFG | G | The Eaton EGB3025FFG Molded Case Circuit Breaker has an EG Frame and 3 Pole(s). The module has 18 kA @ 480V and 25 Amps.
47246 | EGB3030FFB | G | The Eaton EGB3030FFB Molded Case Circuit Breaker has an EG Frame and 3 Pole(s). The module has 18 kA @ 480V and 30 Amps.
46860 | EGB3030FFG | G | The Eaton EGB3030FFG Molded Case Circuit Breaker has an EG Frame and 3 Pole(s). The module has 18 kA @ 480V and 30 Amps.
46876 | EGB3032AFG | G | The Eaton EGB3032AFG Molded Case Circuit Breaker has an EG Frame and 3 Pole(s). The module has 18 kA @ 480V and 32 Amps.
46862 | EGB3035FFG | G | The Eaton EGB3035FFG Molded Case Circuit Breaker has an EG Frame and 3 Pole(s). The module has 18 kA @ 480V and 35 Amps.
46877 | EGB3040AFG | G | The Eaton EGB3040AFG Molded Case Circuit Breaker has an EG Frame and 3 Pole(s). The module has 18 kA @ 480V and 40 Amps.
46863 | EGB3040FFG | G | The Eaton EGB3040FFG Molded Case Circuit Breaker has an EG Frame and 3 Pole(s). The module has 18 kA @ 480V and 40 Amps.
46865 | EGB3050FFG | G | The Eaton EGB3050FFG Molded Case Circuit Breaker has an EG Frame and 3 Pole(s). The module has 18 kA @ 480V and 50 Amps.
47251 | EGB3060FFB | G | The Eaton EGB3060FFB Molded Case Circuit Breaker has an EG Frame and 3 Pole(s). The module has 18 kA @ 480V and 60 Amps.
46866 | EGB3060FFG | G | The Eaton EGB3060FFG Molded Case Circuit Breaker has an EG Frame and 3 Pole(s). The module has 18 kA @ 480V and 60 Amps.
47252 | EGB3070FFB | G | The Eaton EGB3070FFB Molded Case Circuit Breaker has an EG Frame and 3 Pole(s). The module has 18 kA @ 480V and 70 Amps.
46868 | EGB3070FFG | G | The Eaton EGB3070FFG Molded Case Circuit Breaker has an EG Frame and 3 Pole(s). The module has 18 kA @ 480V and 70 Amps.
46869 | EGB3080FFG | G | The Eaton EGB3080FFG Molded Case Circuit Breaker has an EG Frame and 3 Pole(s). The module has 18 kA @ 480V and 80 Amps.
47254 | EGB3090FFB | G | The Eaton EGB3090FFB Molded Case Circuit Breaker has an EG Frame and 3 Pole(s). The module has 18 kA @ 480V and 90 Amps.
46870 | EGB3090FFG | G | The Eaton EGB3090FFG Molded Case Circuit Breaker has an EG Frame and 3 Pole(s). The module has 18 kA @ 480V and 90 Amps.
46881 | EGB3100AFG | G | The Eaton EGB3100AFG Molded Case Circuit Breaker has an EG Frame and 3 Pole(s). The module has 18 kA @ 480V and 100 Amps.
46871 | EGB3100FFG | G | The Eaton EGB3100FFG Molded Case Circuit Breaker has an EG Frame and 3 Pole(s). The module has 18 kA @ 480V and 100 Amps.
46882 | EGB3125AFG | G | The Eaton EGB3125AFG Molded Case Circuit Breaker has an EG Frame and 3 Pole(s). The module has 18 kA @ 480V and 125 Amps.
46873 | EGB3125FFG | G | The Eaton EGB3125FFG Molded Case Circuit Breaker has an EG Frame and 3 Pole(s). The module has 18 kA @ 480V and 125 Amps.
46888 | EGB4030FFG | G | The Eaton EGB4030FFG Molded Case Circuit Breaker has an EG Frame and 4 Pole(s). The module has 18 kA @ 480V and 30 Amps.
47176 | EGC3100FFG | G | The Eaton EGC3100FFG Molded Case Circuit Breaker has an EG Frame and 3 Pole(s). The module has 100 kA @ 480V and 100 Amps.
47177 | EGC3125FFG | G | The Eaton EGC3125FFG Molded Case Circuit Breaker has an EG Frame and 3 Pole(s). The module has 100 kA @ 480V and 125 Amps.
46913 | EGE2015FFG | G | The Eaton EGE2015FFG Molded Case Circuit Breaker has an EG Frame and 2 Pole(s). The module has 25 kA @ 480V and 15 Amps.
46915 | EGE2020FFG | G | The Eaton EGE2020FFG Molded Case Circuit Breaker has an EG Frame and 2 Pole(s). The module has 25 kA @ 480V and 20 Amps.
46922 | EGE2050FFG | G | The Eaton EGE2050FFG Molded Case Circuit Breaker has an EG Frame and 2 Pole(s). The module has 25 kA @ 480V and 50 Amps.
46923 | EGE2060FFG | G | The Eaton EGE2060FFG Molded Case Circuit Breaker has an EG Frame and 2 Pole(s). The module has 25 kA @ 480V and 60 Amps.
46925 | EGE2070FFG | G | The Eaton EGE2070FFG Molded Case Circuit Breaker has an EG Frame and 2 Pole(s). The module has 25 kA @ 480V and 70 Amps.
46927 | EGE2090FFG | G | The Eaton EGE2090FFG Molded Case Circuit Breaker has an EG Frame and 2 Pole(s). The module has 25 kA @ 480V and 90 Amps.
46929 | EGE2125FFG | G | The Eaton EGE2125FFG Molded Case Circuit Breaker has an EG Frame and 2 Pole(s). The module has 25 kA @ 480V and 125 Amps.
46930 | EGE3015FFG | G | The Eaton EGE3015FFG Molded Case Circuit Breaker has an EG Frame and 3 Pole(s). The module has 25 kA @ 480V and 15 Amps.
46932 | EGE3020FFG | G | The Eaton EGE3020FFG Molded Case Circuit Breaker has an EG Frame and 3 Pole(s). The module has 25 kA @ 480V and 20 Amps.
46948 | EGE3025AFG | G | The Eaton EGE3025AFG Molded Case Circuit Breaker has an EG Frame and 3 Pole(s). The module has 25 kA @ 480V and 25 Amps.
46933 | EGE3025FFG | G | The Eaton EGE3025FFG Molded Case Circuit Breaker has an EG Frame and 3 Pole(s). The module has 25 kA @ 480V and 25 Amps.
46934 | EGE3030FFG | G | The Eaton EGE3030FFG Molded Case Circuit Breaker has an EG Frame and 3 Pole(s). The module has 25 kA @ 480V and 30 Amps.
46936 | EGE3035FFG | G | The Eaton EGE3035FFG Molded Case Circuit Breaker has an EG Frame and 3 Pole(s). The module has 25 kA @ 480V and 35 Amps.
46937 | EGE3040FFG | G | The Eaton EGE3040FFG Molded Case Circuit Breaker has an EG Frame and 3 Pole(s). The module has 25 kA @ 480V and 40 Amps.
46938 | EGE3045FFG | G | The Eaton EGE3045FFG Molded Case Circuit Breaker has an EG Frame and 3 Pole(s). The module has 25 kA @ 480V and 45 Amps.
46939 | EGE3050FFG | G | The Eaton EGE3050FFG Molded Case Circuit Breaker has an EG Frame and 3 Pole(s). The module has 25 kA @ 480V and 50 Amps.
46940 | EGE3060FFG | G | The Eaton EGE3060FFG Molded Case Circuit Breaker has an EG Frame and 3 Pole(s). The module has 25 kA @ 480V and 60 Amps.
46942 | EGE3070FFG | G | The Eaton EGE3070FFG Molded Case Circuit Breaker has an EG Frame and 3 Pole(s). The module has 25 kA @ 480V and 70 Amps.
46943 | EGE3080FFG | G | The Eaton EGE3080FFG Molded Case Circuit Breaker has an EG Frame and 3 Pole(s). The module has 25 kA @ 480V and 80 Amps.
46944 | EGE3090FFG | G | The Eaton EGE3090FFG Molded Case Circuit Breaker has an EG Frame and 3 Pole(s). The module has 25 kA @ 480V and 90 Amps.
46945 | EGE3100FFG | G | The Eaton EGE3100FFG Molded Case Circuit Breaker has an EG Frame and 3 Pole(s). The module has 25 kA @ 480V and 100 Amps.
46946 | EGE3125FFG | G | The Eaton EGE3125FFG Molded Case Circuit Breaker has an EG Frame and 3 Pole(s). The module has 25 kA @ 480V and 125 Amps.
46974 | EGE4160FFG | G | The Eaton EGE4160FFG Molded Case Circuit Breaker has an EG Frame and 4 Pole(s). The module has 25 kA @ 480V and 160 Amps.
47303 | EGH1015FFB | G | The Eaton EGH1015FFB Molded Case Circuit Breaker has an EG Frame and 1 Pole(s). The module has 65 kA @ 480V and 15 Amps.
47304 | EGH1020FFB | G | The Eaton EGH1020FFB Molded Case Circuit Breaker has an EG Frame and 1 Pole(s). The module has 65 kA @ 480V and 20 Amps.
47306 | EGH1030FFB | G | The Eaton EGH1030FFB Molded Case Circuit Breaker has an EG Frame and 1 Pole(s). The module has 65 kA @ 480V and 30 Amps.
47308 | EGH1040FFB | G | The Eaton EGH1040FFB Molded Case Circuit Breaker has an EG Frame and 1 Pole(s). The module has 65 kA @ 480V and 40 Amps.
47091 | EGH2015FFG | G | The Eaton EGH2015FFG Molded Case Circuit Breaker has an EG Frame and 2 Pole(s). The module has 65 kA @ 480V and 15 Amps.
47095 | EGH2030FFG | G | The Eaton EGH2030FFG Molded Case Circuit Breaker has an EG Frame and 2 Pole(s). The module has 65 kA @ 480V and 30 Amps.
47326 | EGH2060FFB | G | The Eaton EGH2060FFB Molded Case Circuit Breaker has an EG Frame and 2 Pole(s). The module has 65 kA @ 480V and 60 Amps.
47327 | EGH2070FFB | G | The Eaton EGH2070FFB Molded Case Circuit Breaker has an EG Frame and 2 Pole(s). The module has 65 kA @ 480V and 70 Amps.
47333 | EGH3015FFB | G | The Eaton EGH3015FFB Molded Case Circuit Breaker has an EG Frame and 3 Pole(s). The module has 65 kA @ 480V and 15 Amps.
47109 | EGH3015FFG | G | The Eaton EGH3015FFG Molded Case Circuit Breaker has an EG Frame and 3 Pole(s). The module has 65 kA @ 480V and 15 Amps.
47334 | EGH3020FFB | G | The Eaton EGH3020FFB Molded Case Circuit Breaker has an EG Frame and 3 Pole(s). The module has 65 kA @ 480V and 20 Amps.
47111 | EGH3020FFG | G | The Eaton EGH3020FFG Molded Case Circuit Breaker has an EG Frame and 3 Pole(s). The module has 65 kA @ 480V and 20 Amps.
47335 | EGH3025FFB | G | The Eaton EGH3025FFB Molded Case Circuit Breaker has an EG Frame and 3 Pole(s). The module has 65 kA @ 480V and 25 Amps.
47112 | EGH3025FFG | G | The Eaton EGH3025FFG Molded Case Circuit Breaker has an EG Frame and 3 Pole(s). The module has 65 kA @ 480V and 25 Amps.
47336 | EGH3030FFB | G | The Eaton EGH3030FFB Molded Case Circuit Breaker has an EG Frame and 3 Pole(s). The module has 65 kA @ 480V and 30 Amps.
47113 | EGH3030FFG | G | The Eaton EGH3030FFG Molded Case Circuit Breaker has an EG Frame and 3 Pole(s). The module has 65 kA @ 480V and 30 Amps.
47337 | EGH3035FFB | G | The Eaton EGH3035FFB Molded Case Circuit Breaker has an EG Frame and 3 Pole(s). The module has 65 kA @ 480V and 35 Amps.
47115 | EGH3035FFG | G | The Eaton EGH3035FFG Molded Case Circuit Breaker has an EG Frame and 3 Pole(s). The module has 65 kA @ 480V and 35 Amps.
47338 | EGH3040FFB | G | The Eaton EGH3040FFB Molded Case Circuit Breaker has an EG Frame and 3 Pole(s). The module has 65 kA @ 480V and 40 Amps.
47116 | EGH3040FFG | G | The Eaton EGH3040FFG Molded Case Circuit Breaker has an EG Frame and 3 Pole(s). The module has 65 kA @ 480V and 40 Amps.
47339 | EGH3045FFB | G | The Eaton EGH3045FFB Molded Case Circuit Breaker has an EG Frame and 3 Pole(s). The module has 65 kA @ 480V and 45 Amps.
47117 | EGH3045FFG | G | The Eaton EGH3045FFG Molded Case Circuit Breaker has an EG Frame and 3 Pole(s). The module has 65 kA @ 480V and 45 Amps.
47340 | EGH3050FFB | G | The Eaton EGH3050FFB Molded Case Circuit Breaker has an EG Frame and 3 Pole(s). The module has 65 kA @ 480V and 50 Amps.
47118 | EGH3050FFG | G | The Eaton EGH3050FFG Molded Case Circuit Breaker has an EG Frame and 3 Pole(s). The module has 65 kA @ 480V and 50 Amps.
47341 | EGH3060FFB | G | The Eaton EGH3060FFB Molded Case Circuit Breaker has an EG Frame and 3 Pole(s). The module has 65 kA @ 480V and 60 Amps.
47119 | EGH3060FFG | G | The Eaton EGH3060FFG Molded Case Circuit Breaker has an EG Frame and 3 Pole(s). The module has 65 kA @ 480V and 60 Amps.
47342 | EGH3070FFB | G | The Eaton EGH3070FFB Molded Case Circuit Breaker has an EG Frame and 3 Pole(s). The module has 65 kA @ 480V and 70 Amps.
47121 | EGH3070FFG | G | The Eaton EGH3070FFG Molded Case Circuit Breaker has an EG Frame and 3 Pole(s). The module has 65 kA @ 480V and 70 Amps.
47343 | EGH3080FFB | G | The Eaton EGH3080FFB Molded Case Circuit Breaker has an EG Frame and 3 Pole(s). The module has 65 kA @ 480V and 80 Amps.
47122 | EGH3080FFG | G | The Eaton EGH3080FFG Molded Case Circuit Breaker has an EG Frame and 3 Pole(s). The module has 65 kA @ 480V and 80 Amps.
47344 | EGH3090FFB | G | The Eaton EGH3090FFB Molded Case Circuit Breaker has an EG Frame and 3 Pole(s). The module has 65 kA @ 480V and 90 Amps.
47345 | EGH3100FFB | G | The Eaton EGH3100FFB Molded Case Circuit Breaker has an EG Frame and 3 Pole(s). The module has 65 kA @ 480V and 100 Amps.
47124 | EGH3100FFG | G | The Eaton EGH3100FFG Molded Case Circuit Breaker has an EG Frame and 3 Pole(s). The module has 65 kA @ 480V and 100 Amps.
47346 | EGH3110FFB | G | The Eaton EGH3110FFB Molded Case Circuit Breaker has an EG Frame and 3 Pole(s). The module has 65 kA @ 480V and 110 Amps.
47347 | EGH3125FFB | G | The Eaton EGH3125FFB Molded Case Circuit Breaker has an EG Frame and 3 Pole(s). The module has 65 kA @ 480V and 125 Amps.
47125 | EGH3125FFG | G | The Eaton EGH3125FFG Molded Case Circuit Breaker has an EG Frame and 3 Pole(s). The module has 65 kA @ 480V and 125 Amps.
47143 | EGH4045FFG | G | The Eaton EGH4045FFG Molded Case Circuit Breaker has an EG Frame and 4 Pole(s). The module has 65 kA @ 480V and 45 Amps.
47259 | EGS1020FFB | G | The Eaton EGS1020FFB Molded Case Circuit Breaker has an EG Frame and 1 Pole(s). The module has 35 kA @ 480V and 20 Amps.
47002 | EGS2015FFG | G | The Eaton EGS2015FFG Molded Case Circuit Breaker has an EG Frame and 2 Pole(s). The module has 35 kA @ 480V and 15 Amps.
47274 | EGS2020FFB | G | The Eaton EGS2020FFB Molded Case Circuit Breaker has an EG Frame and 2 Pole(s). The module has 35 kA @ 480V and 20 Amps.
47004 | EGS2020FFG | G | The Eaton EGS2020FFG Molded Case Circuit Breaker has an EG Frame and 2 Pole(s). The module has 35 kA @ 480V and 20 Amps.
47276 | EGS2030FFB | G | The Eaton EGS2030FFB Molded Case Circuit Breaker has an EG Frame and 2 Pole(s). The module has 35 kA @ 480V and 30 Amps.
47006 | EGS2030FFG | G | The Eaton EGS2030FFG Molded Case Circuit Breaker has an EG Frame and 2 Pole(s). The module has 35 kA @ 480V and 30 Amps.
47277 | EGS2035FFB | G | The Eaton EGS2035FFB Molded Case Circuit Breaker has an EG Frame and 2 Pole(s). The module has 35 kA @ 480V and 35 Amps.
47287 | EGS2125FFB | G | The Eaton EGS2125FFB Molded Case Circuit Breaker has an EG Frame and 2 Pole(s). The module has 35 kA @ 480V and 125 Amps.
47288 | EGS3015FFB | G | The Eaton EGS3015FFB Molded Case Circuit Breaker has an EG Frame and 3 Pole(s). The module has 35 kA @ 480V and 15 Amps.
47019 | EGS3015FFG | G | The Eaton EGS3015FFG Molded Case Circuit Breaker has an EG Frame and 3 Pole(s). The module has 35 kA @ 480V and 15 Amps.
47289 | EGS3020FFB | G | The Eaton EGS3020FFB Molded Case Circuit Breaker has an EG Frame and 3 Pole(s). The module has 35 kA @ 480V and 20 Amps.
47021 | EGS3020FFG | G | The Eaton EGS3020FFG Molded Case Circuit Breaker has an EG Frame and 3 Pole(s). The module has 35 kA @ 480V and 20 Amps.
47290 | EGS3025FFB | G | The Eaton EGS3025FFB Molded Case Circuit Breaker has an EG Frame and 3 Pole(s). The module has 35 kA @ 480V and 25 Amps.
47022 | EGS3025FFG | G | The Eaton EGS3025FFG Molded Case Circuit Breaker has an EG Frame and 3 Pole(s). The module has 35 kA @ 480V and 25 Amps.
47023 | EGS3030FFG | G | The Eaton EGS3030FFG Molded Case Circuit Breaker has an EG Frame and 3 Pole(s). The module has 35 kA @ 480V and 30 Amps.
47292 | EGS3035FFB | G | The Eaton EGS3035FFB Molded Case Circuit Breaker has an EG Frame and 3 Pole(s). The module has 35 kA @ 480V and 35 Amps.
47025 | EGS3035FFG | G | The Eaton EGS3035FFG Molded Case Circuit Breaker has an EG Frame and 3 Pole(s). The module has 35 kA @ 480V and 35 Amps.
47039 | EGS3040AFG | G | The Eaton EGS3040AFG Molded Case Circuit Breaker has an EG Frame and 3 Pole(s). The module has 35 kA @ 480V and 40 Amps.
47293 | EGS3040FFB | G | The Eaton EGS3040FFB Molded Case Circuit Breaker has an EG Frame and 3 Pole(s). The module has 35 kA @ 480V and 40 Amps.
47026 | EGS3040FFG | G | The Eaton EGS3040FFG Molded Case Circuit Breaker has an EG Frame and 3 Pole(s). The module has 35 kA @ 480V and 40 Amps.
47294 | EGS3045FFB | G | The Eaton EGS3045FFB Molded Case Circuit Breaker has an EG Frame and 3 Pole(s). The module has 35 kA @ 480V and 45 Amps.
47027 | EGS3045FFG | G | The Eaton EGS3045FFG Molded Case Circuit Breaker has an EG Frame and 3 Pole(s). The module has 35 kA @ 480V and 45 Amps.
47295 | EGS3050FFB | G | The Eaton EGS3050FFB Molded Case Circuit Breaker has an EG Frame and 3 Pole(s). The module has 35 kA @ 480V and 50 Amps.
47028 | EGS3050FFG | G | The Eaton EGS3050FFG Molded Case Circuit Breaker has an EG Frame and 3 Pole(s). The module has 35 kA @ 480V and 50 Amps.
47296 | EGS3060FFB | G | The Eaton EGS3060FFB Molded Case Circuit Breaker has an EG Frame and 3 Pole(s). The module has 35 kA @ 480V and 60 Amps.
47029 | EGS3060FFG | G | The Eaton EGS3060FFG Molded Case Circuit Breaker has an EG Frame and 3 Pole(s). The module has 35 kA @ 480V and 60 Amps.
47297 | EGS3070FFB | G | The Eaton EGS3070FFB Molded Case Circuit Breaker has an EG Frame and 3 Pole(s). The module has 35 kA @ 480V and 70 Amps.
47031 | EGS3070FFG | G | The Eaton EGS3070FFG Molded Case Circuit Breaker has an EG Frame and 3 Pole(s). The module has 35 kA @ 480V and 70 Amps.
47032 | EGS3080FFG | G | The Eaton EGS3080FFG Molded Case Circuit Breaker has an EG Frame and 3 Pole(s). The module has 35 kA @ 480V and 80 Amps.
47300 | EGS3100FFB | G | The Eaton EGS3100FFB Molded Case Circuit Breaker has an EG Frame and 3 Pole(s). The module has 35 kA @ 480V and 100 Amps.
47034 | EGS3100FFG | G | The Eaton EGS3100FFG Molded Case Circuit Breaker has an EG Frame and 3 Pole(s). The module has 35 kA at 480V and 100 Amps.
47301 | EGS3110FFB | G | The Eaton EGS3110FFB Molded Case Circuit Breaker has an EG Frame and 3 Pole(s). The module has 35 kA @ 480V and 110 Amps.
47035 | EGS3125FFG | G | The Eaton EGS3125FFG Molded Case Circuit Breaker has an EG Frame and 3 Pole(s). The module has 35 kA @ 480V and 125 Amps.
49337 | EHD1010 | G | The Eaton EHD1010 Molded Case Circuit Breaker is in the C Series and has 1 Pole(s). The module has 10 Trip Amps and a Thermal-Magnetic Trip Unit. | 98.9761
49338 | EHD1015 | G | The Eaton EHD1015 Molded Case Circuit Breaker is in the C Series and has 1 Pole(s). The module has 15 Trip Amps and a Thermal-Magnetic Trip Unit. | 99.3151
49339 | EHD1020 | G | The Eaton EHD1020 Molded Case Circuit Breaker is in the C Series and has 1 Pole(s). The module has 20 Trip Amps and a Thermal-Magnetic Trip Unit. | 99.3151
49340 | EHD1025 | G | The Eaton EHD1025 Molded Case Circuit Breaker is in the C Series and has 1 Pole(s). The module has 25 Trip Amps and a Thermal-Magnetic Trip Unit. | 99.3151
49341 | EHD1030 | G | The Eaton EHD1030 Molded Case Circuit Breaker is in the C Series and has 1 Pole(s). The module has 30 Trip Amps and a Thermal-Magnetic Trip Unit. | 99.3151
49342 | EHD1035 | G | The Eaton EHD1035 Molded Case Circuit Breaker is in the C Series and has 1 Pole(s). The module has 35 Trip Amps and a Thermal-Magnetic Trip Unit. | 99.3151
49343 | EHD1040 | G | The Eaton EHD1040 Molded Case Circuit Breaker is in the C Series and has 1 Pole(s). The module has 40 Trip Amps and a Thermal-Magnetic Trip Unit. | 99.3151
49345 | EHD1050 | G | The Eaton EHD1050 Molded Case Circuit Breaker is in the C Series and has 1 Pole(s). The module has 50 Trip Amps and a Thermal-Magnetic Trip Unit. | 99.3151
49346 | EHD1060 | G | The Eaton EHD1060 Molded Case Circuit Breaker is in the C Series and has 1 Pole(s). The module has 60 Trip Amps and a Thermal-Magnetic Trip Unit. | 99.3151
49349 | EHD1090 | G | The Eaton EHD1090 Molded Case Circuit Breaker is in the C Series and has 1 Pole(s). The module has 90 Trip Amps and a Thermal-Magnetic Trip Unit. | 99.3151
49350 | EHD1100 | G | The Eaton EHD1100 Molded Case Circuit Breaker is in the C Series and has 1 Pole(s). The module has 100 Trip Amps and a Thermal-Magnetic Trip Unit. | 99.3197
49351 | EHD2010 | G | The Eaton EHD2010 Molded Case Circuit Breaker is in the C Series and has 2 Pole(s). The module has 10 Trip Amps and a Thermal-Magnetic Trip Unit. | 98.9761
49352 | EHD2015 | G | The Eaton EHD2015 Molded Case Circuit Breaker is in the C Series and has 2 Pole(s). The module has 15 Trip Amps and a Thermal-Magnetic Trip Unit. | 99.3151
49353 | EHD2020 | G | The Eaton EHD2020 Molded Case Circuit Breaker is in the C Series and has 2 Pole(s). The module has 20 Trip Amps and a Thermal-Magnetic Trip Unit. | 99.3151
49354 | EHD2025 | G | The Eaton EHD2025 Molded Case Circuit Breaker is in the C Series and has 2 Pole(s). The module has 25 Trip Amps and a Thermal-Magnetic Trip Unit. | 99.3151
49355 | EHD2030 | G | The Eaton EHD2030 Molded Case Circuit Breaker is in the C Series and has 2 Pole(s). The module has 30 Trip Amps and a Thermal-Magnetic Trip Unit. | 99.3151
49356 | EHD2035 | G | The Eaton EHD2035 Molded Case Circuit Breaker is in the C Series and has 2 Pole(s). The module has 35 Trip Amps and a Thermal-Magnetic Trip Unit. | 99.3151
49357 | EHD2040 | G | The Eaton EHD2040 Molded Case Circuit Breaker is in the C Series and has 2 Pole(s). The module has 40 Trip Amps and a Thermal-Magnetic Trip Unit. | 99.3151
49358 | EHD2045 | G | The Eaton EHD2045 Molded Case Circuit Breaker is in the C Series and has 2 Pole(s). The module has 45 Trip Amps and a Thermal-Magnetic Trip Unit. | 99.3151
49359 | EHD2050 | G | The Eaton EHD2050 Molded Case Circuit Breaker is in the C Series and has 2 Pole(s). The module has 50 Trip Amps and a Thermal-Magnetic Trip Unit. | 99.3151
49360 | EHD2060 | G | The Eaton EHD2060 Molded Case Circuit Breaker is in the C Series and has 2 Pole(s). The module has 60 Trip Amps and a Thermal-Magnetic Trip Unit. | 99.3151
49361 | EHD2070 | G | The Eaton EHD2070 Molded Case Circuit Breaker is in the C Series and has 2 Pole(s). The module has 70 Trip Amps and a Thermal-Magnetic Trip Unit. | 99.3151
49362 | EHD2080 | G | The Eaton EHD2080 Molded Case Circuit Breaker is in the C Series and has 2 Pole(s). The module has 80 Trip Amps and a Thermal-Magnetic Trip Unit. | 99.3151
49363 | EHD2090 | G | The Eaton EHD2090 Molded Case Circuit Breaker is in the C Series and has 2 Pole(s). The module has 90 Trip Amps and a Thermal-Magnetic Trip Unit. | 99.3151
49364 | EHD2100 | G | The Eaton EHD2100 Molded Case Circuit Breaker is in the C Series and has 2 Pole(s). The module has 100 Trip Amps and a Thermal-Magnetic Trip Unit. | 99.3197
49365 | EHD3010 | G | The Eaton EHD3010 Molded Case Circuit Breaker is in the C Series and has 3 Pole(s). The module has 10 Trip Amps and a Thermal-Magnetic Trip Unit. | 98.9761
49366 | EHD3015 | G | The Eaton EHD3015 Molded Case Circuit Breaker is in the C Series and has 3 Pole(s). The module has 15 Trip Amps and a Thermal-Magnetic Trip Unit. | 98.9691
49367 | EHD3020 | G | The Eaton EHD3020 Molded Case Circuit Breaker is in the C Series and has 3 Pole(s). The module has 20 Trip Amps and a Thermal-Magnetic Trip Unit. | 99.3151
49368 | EHD3025 | G | The Eaton EHD3025 Molded Case Circuit Breaker is in the C Series and has 3 Pole(s). The module has 25 Trip Amps and a Thermal-Magnetic Trip Unit. | 99.3151
49369 | EHD3030 | G | The Eaton EHD3030 Molded Case Circuit Breaker is in the C Series and has 3 Pole(s). The module has 30 Trip Amps and a Thermal-Magnetic Trip Unit. | 99.3151
49370 | EHD3035 | G | The Eaton EHD3035 Molded Case Circuit Breaker is in the C Series and has 3 Pole(s). The module has 35 Trip Amps and a Thermal-Magnetic Trip Unit. | 99.3151
49371 | EHD3040 | G | The Eaton EHD3040 Molded Case Circuit Breaker is in the C Series and has 3 Pole(s). The module has 40 Trip Amps and a Thermal-Magnetic Trip Unit. | 99.3151
49372 | EHD3045 | G | The Eaton EHD3045 Molded Case Circuit Breaker is in the C Series and has 3 Pole(s). The module has 45 Trip Amps and a Thermal-Magnetic Trip Unit. | 99.3151
49373 | EHD3050 | G | The Eaton EHD3050 Molded Case Circuit Breaker is in the C Series and has 3 Pole(s). The module has 50 Trip Amps and a Thermal-Magnetic Trip Unit. | 99.3151
49374 | EHD3060 | G | The Eaton EHD3060 Molded Case Circuit Breaker is in the C Series and has 3 Pole(s). The module has 60 Trip Amps and a Thermal-Magnetic Trip Unit. | 99.3151
49375 | EHD3070 | G | The Eaton EHD3070 Molded Case Circuit Breaker is in the C Series and has 3 Pole(s). The module has 70 Trip Amps and a Thermal-Magnetic Trip Unit. | 99.3151
49376 | EHD3080 | G | <p>The Eaton EHD3080 Molded Case Circuit Breaker is in the C Series and has 3 Pole(s). The module has 80 Trip Amps and a Thermal-Magnetic Trip Unit.</p> | 96.732
49377 | EHD3090 | G | The Eaton EHD3090 Molded Case Circuit Breaker is in the C Series and has 3 Pole(s). The module has 90 Trip Amps and a Thermal-Magnetic Trip Unit. | 99.3151
49378 | EHD3100 | G | The Eaton EHD3100 Molded Case Circuit Breaker is in the C Series and has 3 Pole(s). The module has 100 Trip Amps and a Thermal-Magnetic Trip Unit. | 99.3197
36971 | F-4030-Q-H00AA | G | <p>The Allen-Bradley F-4030-Q-H00AA Brushless Servo Motor has a Medium Inertia Series Designator, a 4030 Frame Size, and a Standard Flange. The F-4030-Q-H00AA operates with a .06 Nm/krpm Damping and a .063 Nm Friction Torque.</p> | 97.1302
36972 | F-4030-Q-H00AN | G | The Allen-Bradley F-4030-Q-H00AN Brushless Servo Motor has a Medium Inertia Series Designator, a 4030 Frame Size, and a NEMA 56C Flange. The F-4030-Q-H00AN operates with a .06 Nm/krpm Damping and a .063 Nm Friction Torque. | 99.1031
36973 | F-4030-Q-H04AA | G | The Allen-Bradley F-4030-Q-H04AA Brushless Servo Motor has a Medium Inertia Series Designator, a 4030 Frame Size, and a Standard Flange. The F-4030-Q-H04AA operates with a .06 Nm/krpm Damping and a .063 Nm Friction Torque. | 98.2063
36974 | F-4030-Q-H04AN | G | The Allen-Bradley F-4030-Q-H04AN Brushless Servo Motor has a Medium Inertia Series Designator, a 4030 Frame Size, and a NEMA 56C Flange. The F-4030-Q-H04AN operates with a .06 Nm/krpm Damping and a .063 Nm Friction Torque. | 97.0787
36975 | F-4030-Q-K00AA | G | The Allen-Bradley F-4030-Q-K00AA Brushless Servo Motor has a Medium Inertia Series Designator, a 4030 Frame Size, and a Standard Flange. The F-4030-Q-K00AA operates with a .06 Nm/krpm Damping and a .063 Nm Friction Torque. | 97.0787
36980 | F-4050-Q-H00AN | G | The Allen-Bradley F-4050-Q-H00AN Brushless Servo Motor has a Medium Inertia Series Designator, a 4050 Frame Size, and a NEMA 56C Flange. The F-4050-Q-H00AN operates with a .10 Nm/krpm Damping and a .11 Nm Friction Torque. | 99.0991
36981 | F-4050-Q-H01AN | G | The Allen-Bradley F-4050-Q-H01AN Brushless Servo Motor has a Medium Inertia Series Designator, a 4050 Frame Size, and a NEMA 56C Flange. The F-4050-Q-H01AN operates with a .10 Nm/krpm Damping and a .11 Nm Friction Torque. | 99.0991
36982 | F-4050-Q-H04AA | G | <p>The Allen-Bradley F-4050-Q-H04AA Brushless Servo Motor has a Medium Inertia Series Designator, a 4050 Frame Size, and a Standard Flange. The F-4050-Q-H04AA operates with a .10 Nm/krpm Damping and a .11 Nm Friction Torque.</p> | 96.2306
36983 | F-4050-Q-H04AN | G | The Allen-Bradley F-4050-Q-H04AN Brushless Servo Motor has a Medium Inertia Series Designator, a 4050 Frame Size, and a NEMA 56C Flange. The F-4050-Q-H04AN operates with a .10 Nm/krpm Damping and a .11 Nm Friction Torque. | 96.8468
36984 | F-4050-Q-K00AA | G | The Allen-Bradley F-4050-Q-K00AA Brushless Servo Motor has a Medium Inertia Series Designator, a 4050 Frame Size, and a Standard Flange. The F-4050-Q-K00AA operates with a .10 Nm/krpm Damping and a .11 Nm Friction Torque. | 96.8468
36988 | F-4075-R-H00AA | G | The Allen-Bradley F-4075-R-H00AA Brushless Servo Motor has a Medium Inertia Series Designator, a 4075 Frame Size, and a Standard Flange. The F-4075-R-H00AA operates with a .15 Nm/krpm Damping and a .17 Nm Friction Torque. | 99.0991
36989 | F-4075-R-H00AN | G | The Allen-Bradley F-4075-R-H00AN Brushless Servo Motor has a Medium Inertia Series Designator, a 4075 Frame Size, and a NEMA 56C Flange. The F-4075-R-H00AN operates with a .15 Nm/krpm Damping and a .17 Nm Friction Torque. | 99.0991
36996 | F-6100-R-H00AA | G | The Allen-Bradley F-6100-R-H00AA Brushless Servo Motor has a Medium Inertia Series Designator, a 6100 Frame Size, and a Standard Flange. The F-6100-R-H00AA operates with a .16 Nm/krpm Damping and a .17 Nm Friction Torque. | 99.0991
36997 | F-6100-R-H04AA | G | The Allen-Bradley F-6100-R-H04AA Brushless Servo Motor has a Medium Inertia Series Designator, a 6100 Frame Size, and a Standard Flange. The F-6100-R-H04AA operates with a .16 Nm/krpm Damping and a .17 Nm Friction Torque. | 97.2973
37000 | F-6200-R-H00AA | G | <p>The Allen-Bradley F-6200-R-H00AA Brushless Servo Motor has a Medium Inertia Series Designator, a 6200 Frame Size, and a Standard Flange. The F-6200-R-H00AA operates with a .24 Nm/krpm Damping and a .24 Nm Friction Torque.</p> | 97.1175
37001 | F-6200-R-H04AA | G | The Allen-Bradley F-6200-R-H04AA Brushless Servo Motor has a Medium Inertia Series Designator, a 6200 Frame Size, and a Standard Flange. The F-6200-R-H04AA operates with a .24 Nm/krpm Damping and a .24 Nm Friction Torque. | 96.8468
37004 | F-6300-R-H00AA | G | The Allen-Bradley F-6300-R-H00AA Brushless Servo Motor has a Medium Inertia Series Designator, a 6300 Frame Size, and a Standard Flange. The F-6300-R-H00AA operates with a .37 Nm/krpm Damping and a .37 Nm Friction Torque. | 99.0991
49430 | FD1010 | G | The Eaton FD1010 Molded Case Circuit Breaker is in the C Series and has 1 Pole(s). The module has 10 Trip Amps and a Thermal-Magnetic Trip Unit. | 98.9691
49431 | FD1015 | G | The Eaton FD1015 Molded Case Circuit Breaker is in the C Series and has 1 Pole(s). The module has 15 Trip Amps and a Thermal-Magnetic Trip Unit. | 99.6564
49432 | FD1020 | G | The Eaton FD1020 Molded Case Circuit Breaker is in the C Series and has 1 Pole(s). The module has 20 Trip Amps and a Thermal-Magnetic Trip Unit. | 99.6564
49433 | FD1025 | G | The Eaton FD1025 Molded Case Circuit Breaker is in the C Series and has 1 Pole(s). The module has 25 Trip Amps and a Thermal-Magnetic Trip Unit. | 99.6564
49434 | FD1030 | G | The Eaton FD1030 Molded Case Circuit Breaker is in the C Series and has 1 Pole(s). The module has 30 Trip Amps and a Thermal-Magnetic Trip Unit. | 99.6564
49435 | FD1035 | G | The Eaton FD1035 Molded Case Circuit Breaker is in the C Series and has 1 Pole(s). The module has 35 Trip Amps and a Thermal-Magnetic Trip Unit. | 99.6564
49436 | FD1040 | G | The Eaton FD1040 Molded Case Circuit Breaker is in the C Series and has 1 Pole(s). The module has 40 Trip Amps and a Thermal-Magnetic Trip Unit. | 99.6564
49437 | FD1045 | G | The Eaton FD1045 Molded Case Circuit Breaker is in the C Series and has 1 Pole(s). The module has 45 Trip Amps and a Thermal-Magnetic Trip Unit. | 98.6207
49438 | FD1050 | G | The Eaton FD1050 Molded Case Circuit Breaker is in the C Series and has 1 Pole(s). The module has 50 Trip Amps and a Thermal-Magnetic Trip Unit. | 99.6564
49439 | FD1060 | G | The Eaton FD1060 Molded Case Circuit Breaker is in the C Series and has 1 Pole(s). The module has 60 Trip Amps and a Thermal-Magnetic Trip Unit. | 99.6564
49440 | FD1070 | G | The Eaton FD1070 Molded Case Circuit Breaker is in the C Series and has 1 Pole(s). The module has 70 Trip Amps and a Thermal-Magnetic Trip Unit. | 98.6207
49441 | FD1080 | G | The Eaton FD1080 Molded Case Circuit Breaker is in the C Series and has 1 Pole(s). The module has 80 Trip Amps and a Thermal-Magnetic Trip Unit. | 98.6207
49442 | FD1090 | G | The Eaton FD1090 Molded Case Circuit Breaker is in the C Series and has 1 Pole(s). The module has 90 Trip Amps and a Thermal-Magnetic Trip Unit. | 99.6564
49443 | FD1100 | G | The Eaton FD1100 Molded Case Circuit Breaker is in the C Series and has 1 Pole(s). The module has 100 Trip Amps and a Thermal-Magnetic Trip Unit. | 99.6587
49444 | FD1110 | G | The Eaton FD1110 Molded Case Circuit Breaker is in the C Series and has 1 Pole(s). The module has 110 Trip Amps and a Thermal-Magnetic Trip Unit. | 98.6301
49445 | FD1125 | G | The Eaton FD1125 Molded Case Circuit Breaker is in the C Series and has 1 Pole(s). The module has 125 Trip Amps and a Thermal-Magnetic Trip Unit. | 99.6587
49446 | FD1150 | G | The Eaton FD1150 Molded Case Circuit Breaker is in the C Series and has 1 Pole(s). The module has 150 Trip Amps and a Thermal-Magnetic Trip Unit. | 99.6587
49447 | FD2015 | G | The Eaton FD2015 Molded Case Circuit Breaker is in the C Series and has 2 Pole(s). The module has 15 Trip Amps and a Thermal-Magnetic Trip Unit. | 99.6564
49448 | FD2020 | G | The Eaton FD2020 Molded Case Circuit Breaker is in the C Series and has 2 Pole(s). The module has 20 Trip Amps and a Thermal-Magnetic Trip Unit. | 99.6564
49449 | FD2025 | G | The Eaton FD2025 Molded Case Circuit Breaker is in the C Series and has 2 Pole(s). The module has 25 Trip Amps and a Thermal-Magnetic Trip Unit. | 99.6564
49450 | FD2030 | G | The Eaton FD2030 Molded Case Circuit Breaker is in the C Series and has 2 Pole(s). The module has 30 Trip Amps and a Thermal-Magnetic Trip Unit. | 99.6564
49451 | FD2035 | G | The Eaton FD2035 Molded Case Circuit Breaker is in the C Series and has 2 Pole(s). The module has 35 Trip Amps and a Thermal-Magnetic Trip Unit. | 99.6564
49452 | FD2040 | G | The Eaton FD2040 Molded Case Circuit Breaker is in the C Series and has 2 Pole(s). The module has 40 Trip Amps and a Thermal-Magnetic Trip Unit. | 99.6564
49453 | FD2045 | G | The Eaton FD2045 Molded Case Circuit Breaker is in the C Series and has 2 Pole(s). The module has 45 Trip Amps and a Thermal-Magnetic Trip Unit. | 99.6564
49454 | FD2050 | G | The Eaton FD2050 Molded Case Circuit Breaker is in the C Series and has 2 Pole(s). The module has 50 Trip Amps and a Thermal-Magnetic Trip Unit. | 99.6564
49455 | FD2060 | G | The Eaton FD2060 Molded Case Circuit Breaker is in the C Series and has 2 Pole(s). The module has 60 Trip Amps and a Thermal-Magnetic Trip Unit. | 99.6564
49456 | FD2070 | G | The Eaton FD2070 Molded Case Circuit Breaker is in the C Series and has 2 Pole(s). The module has 70 Trip Amps and a Thermal-Magnetic Trip Unit. | 99.6564
49457 | FD2080 | G | The Eaton FD2080 Molded Case Circuit Breaker is in the C Series and has 2 Pole(s). The module has 80 Trip Amps and a Thermal-Magnetic Trip Unit. | 99.6564
49458 | FD2090 | G | The Eaton FD2090 Molded Case Circuit Breaker is in the C Series and has 2 Pole(s). The module has 90 Trip Amps and a Thermal-Magnetic Trip Unit. | 99.6564
49459 | FD2100 | G | The Eaton FD2100 Molded Case Circuit Breaker is in the C Series and has 2 Pole(s). The module has 100 Trip Amps and a Thermal-Magnetic Trip Unit. | 99.6587
49460 | FD2110 | G | The Eaton FD2110 Molded Case Circuit Breaker is in the C Series and has 2 Pole(s). The module has 110 Trip Amps and a Thermal-Magnetic Trip Unit. | 99.6587
49461 | FD2125 | G | The Eaton FD2125 Molded Case Circuit Breaker is in the C Series and has 2 Pole(s). The module has 125 Trip Amps and a Thermal-Magnetic Trip Unit. | 99.6587
49462 | FD2150 | G | The Eaton FD2150 Molded Case Circuit Breaker is in the C Series and has 2 Pole(s). The module has 150 Trip Amps and a Thermal-Magnetic Trip Unit. | 99.6587
49706 | FD2150K | G | The Eaton FD2150K Molded Case Switch is in the C Series and has 2 Pole(s). The module has 150 Trip Amps.
49463 | FD2175 | G | The Eaton FD2175 Molded Case Circuit Breaker is in the C Series and has 2 Pole(s). The module has 175 Trip Amps and a Thermal-Magnetic Trip Unit. | 99.6587
49464 | FD2200 | G | The Eaton FD2200 Molded Case Circuit Breaker is in the C Series and has 2 Pole(s). The module has 200 Trip Amps and a Thermal-Magnetic Trip Unit. | 99.6587
49465 | FD2225 | G | The Eaton FD2225 Molded Case Circuit Breaker is in the C Series and has 2 Pole(s). The module has 225 Trip Amps and a Thermal-Magnetic Trip Unit. | 99.6587
49466 | FD3015 | G | The Eaton FD3015 Molded Case Circuit Breaker is in the C Series and has 3 Pole(s). The module has 15 Trip Amps and a Thermal-Magnetic Trip Unit. | 99.6564
49467 | FD3020 | G | The Eaton FD3020 Molded Case Circuit Breaker is in the C Series and has 3 Pole(s). The module has 20 Trip Amps and a Thermal-Magnetic Trip Unit. | 99.6564
49468 | FD3025 | G | The Eaton FD3025 Molded Case Circuit Breaker is in the C Series and has 3 Pole(s). The module has 25 Trip Amps and a Thermal-Magnetic Trip Unit. | 99.6564
49469 | FD3030 | G | The Eaton FD3030 Molded Case Circuit Breaker is in the C Series and has 3 Pole(s). The module has 30 Trip Amps and a Thermal-Magnetic Trip Unit. | 99.6564
49470 | FD3035 | G | The Eaton FD3035 Molded Case Circuit Breaker is in the C Series and has 3 Pole(s). The module has 35 Trip Amps and a Thermal-Magnetic Trip Unit. | 99.6564
49471 | FD3040 | G | The Eaton FD3040 Molded Case Circuit Breaker is in the C Series and has 3 Pole(s). The module has 40 Trip Amps and a Thermal-Magnetic Trip Unit. | 99.6564
49472 | FD3045 | G | The Eaton FD3045 Molded Case Circuit Breaker is in the C Series and has 3 Pole(s). The module has 45 Trip Amps and a Thermal-Magnetic Trip Unit. | 99.6564
49473 | FD3050 | G | The Eaton FD3050 Molded Case Circuit Breaker is in the C Series and has 3 Pole(s). The module has 50 Trip Amps and a Thermal-Magnetic Trip Unit. | 99.6564
49474 | FD3060 | G | The Eaton FD3060 Molded Case Circuit Breaker is in the C Series and has 3 Pole(s). The module has 60 Trip Amps and a Thermal-Magnetic Trip Unit. | 99.6564
49475 | FD3070 | G | The Eaton FD3070 Molded Case Circuit Breaker is in the C Series and has 3 Pole(s). The module has 70 Trip Amps and a Thermal-Magnetic Trip Unit. | 99.6564
49476 | FD3080 | G | The Eaton FD3080 Molded Case Circuit Breaker is in the C Series and has 3 Pole(s). The module has 80 Trip Amps and a Thermal-Magnetic Trip Unit. | 99.6564
49477 | FD3090 | G | The Eaton FD3090 Molded Case Circuit Breaker is in the C Series and has 3 Pole(s). The module has 90 Trip Amps and a Thermal-Magnetic Trip Unit. | 99.6564
49478 | FD3100 | G | The Eaton FD3100 Molded Case Circuit Breaker is in the C Series and has 3 Pole(s). The module has 100 Trip Amps and a Thermal-Magnetic Trip Unit. | 99.6587
49710 | FD3100K | G | The Eaton FD3100K Molded Case Switch is in the C Series and has 3 Pole(s). The module has 100 Trip Amps.
49479 | FD3110 | G | The Eaton FD3110 Molded Case Circuit Breaker is in the C Series and has 3 Pole(s). The module has 110 Trip Amps and a Thermal-Magnetic Trip Unit. | 99.6587
49480 | FD3125 | G | The Eaton FD3125 Molded Case Circuit Breaker is in the C Series and has 3 Pole(s). The module has 125 Trip Amps and a Thermal-Magnetic Trip Unit. | 99.6587
49481 | FD3150 | G | The Eaton FD3150 Molded Case Circuit Breaker is in the C Series and has 3 Pole(s). The module has 150 Trip Amps and a Thermal-Magnetic Trip Unit. | 99.6587
49712 | FD3150K | G | The Eaton FD3150K Molded Case Switch is in the C Series and has 3 Pole(s). The module has 150 Trip Amps.
49482 | FD3175 | G | The Eaton FD3175 Molded Case Circuit Breaker is in the C Series and has 3 Pole(s). The module has 175 Trip Amps and a Thermal-Magnetic Trip Unit. | 99.6587
49483 | FD3200 | G | The Eaton FD3200 Molded Case Circuit Breaker is in the C Series and has 3 Pole(s). The module has 200 Trip Amps and a Thermal-Magnetic Trip Unit. | 99.6587
49484 | FD3225 | G | The Eaton FD3225 Molded Case Circuit Breaker is in the C Series and has 3 Pole(s). The module has 225 Trip Amps and a Thermal-Magnetic Trip Unit. | 99.6587
49714 | FD3225K | G | The Eaton FD3225K Molded Case Switch is in the C Series and has 3 Pole(s). The module has 225 Trip Amps.
49486 | FD4020 | G | The Eaton FD4020 Molded Case Circuit Breaker is in the C Series and has 4 Pole(s). The module has 20 Trip Amps and a Thermal-Magnetic Trip Unit. | 98.9691
49487 | FD4025 | G | The Eaton FD4025 Molded Case Circuit Breaker is in the C Series and has 4 Pole(s). The module has 25 Trip Amps and a Thermal-Magnetic Trip Unit. | 98.9691
49488 | FD4030 | G | The Eaton FD4030 Molded Case Circuit Breaker is in the C Series and has 4 Pole(s). The module has 30 Trip Amps and a Thermal-Magnetic Trip Unit. | 99.6564
49490 | FD4040 | G | The Eaton FD4040 Molded Case Circuit Breaker is in the C Series and has 4 Pole(s). The module has 40 Trip Amps and a Thermal-Magnetic Trip Unit. | 99.6564
49491 | FD4045 | G | The Eaton FD4045 Molded Case Circuit Breaker is in the C Series and has 4 Pole(s). The module has 45 Trip Amps and a Thermal-Magnetic Trip Unit. | 98.2818
49493 | FD4060 | G | The Eaton FD4060 Molded Case Circuit Breaker is in the C Series and has 4 Pole(s). The module has 60 Trip Amps and a Thermal-Magnetic Trip Unit. | 99.6564
49495 | FD4080 | G | The Eaton FD4080 Molded Case Circuit Breaker is in the C Series and has 4 Pole(s). The module has 80 Trip Amps and a Thermal-Magnetic Trip Unit. | 99.6564
49496 | FD4090 | G | The Eaton FD4090 Molded Case Circuit Breaker is in the C Series and has 4 Pole(s). The module has 90 Trip Amps and a Thermal-Magnetic Trip Unit. | 98.2818
49497 | FD4100 | G | The Eaton FD4100 Molded Case Circuit Breaker is in the C Series and has 4 Pole(s). The module has 100 Trip Amps and a Thermal-Magnetic Trip Unit. | 99.6587
49499 | FD4125 | G | The Eaton FD4125 Molded Case Circuit Breaker is in the C Series and has 4 Pole(s). The module has 125 Trip Amps and a Thermal-Magnetic Trip Unit. | 98.6301
49500 | FD4150 | G | The Eaton FD4150 Molded Case Circuit Breaker is in the C Series and has 4 Pole(s). The module has 150 Trip Amps and a Thermal-Magnetic Trip Unit. | 98.6301
49501 | FD4175 | G | The Eaton FD4175 Molded Case Circuit Breaker is in the C Series and has 4 Pole(s). The module has 175 Trip Amps and a Thermal-Magnetic Trip Unit. | 98.2935
49502 | FD4200 | G | The Eaton FD4200 Molded Case Circuit Breaker is in the C Series and has 4 Pole(s). The module has 200 Trip Amps and a Thermal-Magnetic Trip Unit. | 98.2935
49503 | FD4225 | G | The Eaton FD4225 Molded Case Circuit Breaker is in the C Series and has 4 Pole(s). The module has 225 Trip Amps and a Thermal-Magnetic Trip Unit. | 98.2935
49720 | FD4225K | G | The Eaton FD4225K Molded Case Switch is in the C Series and has 4 Pole(s). The module has 225 Trip Amps.
49379 | FDB2010 | G | The Eaton FDB2010 Molded Case Circuit Breaker is in the C Series and has 2 Pole(s). The module has 10 Trip Amps and a Thermal-Magnetic Trip Unit. | 98.9761
49380 | FDB2015 | G | The Eaton FDB2015 Molded Case Circuit Breaker is in the C Series and has 2 Pole(s). The module has 15 Trip Amps and a Thermal-Magnetic Trip Unit. | 99.6564
49381 | FDB2020 | G | The Eaton FDB2020 Molded Case Circuit Breaker is in the C Series and has 2 Pole(s). The module has 20 Trip Amps and a Thermal-Magnetic Trip Unit. | 99.6564
49382 | FDB2025 | G | The Eaton FDB2025 Molded Case Circuit Breaker is in the C Series and has 2 Pole(s). The module has 25 Trip Amps and a Thermal-Magnetic Trip Unit. | 99.6564
49383 | FDB2030 | G | The Eaton FDB2030 Molded Case Circuit Breaker is in the C Series and has 2 Pole(s). The module has 30 Trip Amps and a Thermal-Magnetic Trip Unit. | 99.6564
49384 | FDB2035 | G | The Eaton FDB2035 Molded Case Circuit Breaker is in the C Series and has 2 Pole(s). The module has 35 Trip Amps and a Thermal-Magnetic Trip Unit. | 99.6564
49385 | FDB2040 | G | The Eaton FDB2040 Molded Case Circuit Breaker is in the C Series and has 2 Pole(s). The module has 40 Trip Amps and a Thermal-Magnetic Trip Unit. | 99.6564
49386 | FDB2045 | G | The Eaton FDB2045 Molded Case Circuit Breaker is in the C Series and has 2 Pole(s). The module has 45 Trip Amps and a Thermal-Magnetic Trip Unit. | 99.6564
49387 | FDB2050 | G | The Eaton FDB2050 Molded Case Circuit Breaker is in the C Series and has 2 Pole(s). The module has 50 Trip Amps and a Thermal-Magnetic Trip Unit. | 99.6564
49388 | FDB2060 | G | The Eaton FDB2060 Molded Case Circuit Breaker is in the C Series and has 2 Pole(s). The module has 60 Trip Amps and a Thermal-Magnetic Trip Unit. | 99.6564
49389 | FDB2070 | G | The Eaton FDB2070 Molded Case Circuit Breaker is in the C Series and has 2 Pole(s). The module has 70 Trip Amps and a Thermal-Magnetic Trip Unit. | 99.6564
49390 | FDB2080 | G | The Eaton FDB2080 Molded Case Circuit Breaker is in the C Series and has 2 Pole(s). The module has 80 Trip Amps and a Thermal-Magnetic Trip Unit. | 99.6564
49391 | FDB2090 | G | The Eaton FDB2090 Molded Case Circuit Breaker is in the C Series and has 2 Pole(s). The module has 90 Trip Amps and a Thermal-Magnetic Trip Unit. | 99.6564
49392 | FDB2100 | G | The Eaton FDB2100 Molded Case Circuit Breaker is in the C Series and has 2 Pole(s). The module has 100 Trip Amps and a Thermal-Magnetic Trip Unit. | 99.6587
49393 | FDB2110 | G | The Eaton FDB2110 Molded Case Circuit Breaker is in the C Series and has 2 Pole(s). The module has 110 Trip Amps and a Thermal-Magnetic Trip Unit. | 99.6587
49394 | FDB2125 | G | The Eaton FDB2125 Molded Case Circuit Breaker is in the C Series and has 2 Pole(s). The module has 125 Trip Amps and a Thermal-Magnetic Trip Unit. | 99.6587
49395 | FDB2150 | G | The Eaton FDB2150 Molded Case Circuit Breaker is in the C Series and has 2 Pole(s). The module has 150 Trip Amps and a Thermal-Magnetic Trip Unit. | 99.6587
49396 | FDB3010 | G | The Eaton FDB3010 Molded Case Circuit Breaker is in the C Series and has 3 Pole(s). The module has 10 Trip Amps and a Thermal-Magnetic Trip Unit. | 98.9761
49397 | FDB3015 | G | The Eaton FDB3015 Molded Case Circuit Breaker is in the C Series and has 3 Pole(s). The module has 15 Trip Amps and a Thermal-Magnetic Trip Unit. | 99.6564
49398 | FDB3020 | G | The Eaton FDB3020 Molded Case Circuit Breaker is in the C Series and has 3 Pole(s). The module has 20 Trip Amps and a Thermal-Magnetic Trip Unit. | 99.6564
49399 | FDB3025 | G | The Eaton FDB3025 Molded Case Circuit Breaker is in the C Series and has 3 Pole(s). The module has 25 Trip Amps and a Thermal-Magnetic Trip Unit. | 99.6564
49400 | FDB3030 | G | The Eaton FDB3030 Molded Case Circuit Breaker is in the C Series and has 3 Pole(s). The module has 30 Trip Amps and a Thermal-Magnetic Trip Unit. | 99.6564
49401 | FDB3035 | G | The Eaton FDB3035 Molded Case Circuit Breaker is in the C Series and has 3 Pole(s). The module has 35 Trip Amps and a Thermal-Magnetic Trip Unit. | 99.6564
49402 | FDB3040 | G | The Eaton FDB3040 Molded Case Circuit Breaker is in the C Series and has 3 Pole(s). The module has 40 Trip Amps and a Thermal-Magnetic Trip Unit. | 99.6564
49403 | FDB3045 | G | The Eaton FDB3045 Molded Case Circuit Breaker is in the C Series and has 3 Pole(s). The module has 45 Trip Amps and a Thermal-Magnetic Trip Unit. | 99.6564
49404 | FDB3050 | G | The Eaton FDB3050 Molded Case Circuit Breaker is in the C Series and has 3 Pole(s). The module has 50 Trip Amps and a Thermal-Magnetic Trip Unit. | 99.6564
49405 | FDB3060 | G | The Eaton FDB3060 Molded Case Circuit Breaker is in the C Series and has 3 Pole(s). The module has 60 Trip Amps and a Thermal-Magnetic Trip Unit. | 99.6564
49406 | FDB3070 | G | The Eaton FDB3070 Molded Case Circuit Breaker is in the C Series and has 3 Pole(s). The module has 70 Trip Amps and a Thermal-Magnetic Trip Unit. | 99.6564
49407 | FDB3080 | G | The Eaton FDB3080 Molded Case Circuit Breaker is in the C Series and has 3 Pole(s). The module has 80 Trip Amps and a Thermal-Magnetic Trip Unit. | 99.6564
49408 | FDB3090 | G | The Eaton FDB3090 Molded Case Circuit Breaker is in the C Series and has 3 Pole(s). The module has 90 Trip Amps and a Thermal-Magnetic Trip Unit. | 99.6564
49409 | FDB3100 | G | The Eaton FDB3100 Molded Case Circuit Breaker is in the C Series and has 3 Pole(s). The module has 100 Trip Amps and a Thermal-Magnetic Trip Unit. | 99.6587
49410 | FDB3110 | G | The Eaton FDB3110 Molded Case Circuit Breaker is in the C Series and has 3 Pole(s). The module has 110 Trip Amps and a Thermal-Magnetic Trip Unit. | 99.6587
49411 | FDB3125 | G | The Eaton FDB3125 Molded Case Circuit Breaker is in the C Series and has 3 Pole(s). The module has 125 Trip Amps and a Thermal-Magnetic Trip Unit. | 99.6587
49412 | FDB3150 | G | The Eaton FDB3150 Molded Case Circuit Breaker is in the C Series and has 3 Pole(s). The module has 150 Trip Amps and a Thermal-Magnetic Trip Unit. | 99.6587
49414 | FDB4015 | G | The Eaton FDB4015 Molded Case Circuit Breaker is in the C Series and has 4 Pole(s). The module has 15 Trip Amps and a Thermal-Magnetic Trip Unit. | 98.9761
49419 | FDB4040 | G | The Eaton FDB4040 Molded Case Circuit Breaker is in the C Series and has 4 Pole(s). The module has 40 Trip Amps and a Thermal-Magnetic Trip Unit. | 99.6564
49421 | FDB4050 | G | The Eaton FDB4050 Molded Case Circuit Breaker is in the C Series and has 4 Pole(s). The module has 50 Trip Amps and a Thermal-Magnetic Trip Unit. | 99.3151
49424 | FDB4080 | G | The Eaton FDB4080 Molded Case Circuit Breaker is in the C Series and has 4 Pole(s). The module has 80 Trip Amps and a Thermal-Magnetic Trip Unit. | 99.6564
49426 | FDB4100 | G | The Eaton FDB4100 Molded Case Circuit Breaker is in the C Series and has 4 Pole(s). The module has 100 Trip Amps and a Thermal-Magnetic Trip Unit. | 99.6587
49427 | FDB4110 | G | The Eaton FDB4110 Molded Case Circuit Breaker is in the C Series and has 4 Pole(s). The module has 110 Trip Amps and a Thermal-Magnetic Trip Unit. | 98.6395
49428 | FDB4125 | G | The Eaton FDB4125 Molded Case Circuit Breaker is in the C Series and has 4 Pole(s). The module has 125 Trip Amps and a Thermal-Magnetic Trip Unit. | 99.6587
49429 | FDB4150 | G | The Eaton FDB4150 Molded Case Circuit Breaker is in the C Series and has 4 Pole(s). The module has 150 Trip Amps and a Thermal-Magnetic Trip Unit. | 99.6587
49577 | FDC2015 | G | The Eaton FDC2015 Molded Case Circuit Breaker is in the C Series and has 2 Pole(s). The module has 15 Trip Amps and a Thermal-Magnetic Trip Unit. | 98.9761
49578 | FDC2020 | G | The Eaton FDC2020 Molded Case Circuit Breaker is in the C Series and has 2 Pole(s). The module has 20 Trip Amps and a Thermal-Magnetic Trip Unit. | 98.6301
49580 | FDC2030 | G | The Eaton FDC2030 Molded Case Circuit Breaker is in the C Series and has 2 Pole(s). The module has 30 Trip Amps and a Thermal-Magnetic Trip Unit. | 98.6301
49582 | FDC2040 | G | The Eaton FDC2040 Molded Case Circuit Breaker is in the C Series and has 2 Pole(s). The module has 40 Trip Amps and a Thermal-Magnetic Trip Unit. | 98.6301
49584 | FDC2050 | G | The Eaton FDC2050 Molded Case Circuit Breaker is in the C Series and has 2 Pole(s). The module has 50 Trip Amps and a Thermal-Magnetic Trip Unit. | 98.6301
49585 | FDC2060 | G | The Eaton FDC2060 Molded Case Circuit Breaker is in the C Series and has 2 Pole(s). The module has 60 Trip Amps and a Thermal-Magnetic Trip Unit. | 98.6301
49586 | FDC2070 | G | The Eaton FDC2070 Molded Case Circuit Breaker is in the C Series and has 2 Pole(s). The module has 70 Trip Amps and a Thermal-Magnetic Trip Unit. | 98.6301
49588 | FDC2090 | G | The Eaton FDC2090 Molded Case Circuit Breaker is in the C Series and has 2 Pole(s). The module has 90 Trip Amps and a Thermal-Magnetic Trip Unit. | 98.6301
49589 | FDC2100 | G | The Eaton FDC2100 Molded Case Circuit Breaker is in the C Series and has 2 Pole(s). The module has 100 Trip Amps and a Thermal-Magnetic Trip Unit. | 98.6395
49591 | FDC2125 | G | The Eaton FDC2125 Molded Case Circuit Breaker is in the C Series and has 2 Pole(s). The module has 125 Trip Amps and a Thermal-Magnetic Trip Unit. | 98.6395
49593 | FDC2175 | G | The Eaton FDC2175 Molded Case Circuit Breaker is in the C Series and has 2 Pole(s). The module has 175 Trip Amps and a Thermal-Magnetic Trip Unit. | 98.6395
49595 | FDC2225 | G | The Eaton FDC2225 Molded Case Circuit Breaker is in the C Series and has 2 Pole(s). The module has 225 Trip Amps and a Thermal-Magnetic Trip Unit. | 98.6395
49596 | FDC3015 | G | The Eaton FDC3015 Molded Case Circuit Breaker is in the C Series and has 3 Pole(s). The module has 15 Trip Amps and a Thermal-Magnetic Trip Unit. | 98.9761
49597 | FDC3020 | G | The Eaton FDC3020 Molded Case Circuit Breaker is in the C Series and has 3 Pole(s). The module has 20 Trip Amps and a Thermal-Magnetic Trip Unit. | 98.9761
49598 | FDC3025 | G | The Eaton FDC3025 Molded Case Circuit Breaker is in the C Series and has 3 Pole(s). The module has 25 Trip Amps and a Thermal-Magnetic Trip Unit. | 98.9761
49599 | FDC3030 | G | The Eaton FDC3030 Molded Case Circuit Breaker is in the C Series and has 3 Pole(s). The module has 30 Trip Amps and a Thermal-Magnetic Trip Unit. | 98.6301
49600 | FDC3035 | G | The Eaton FDC3035 Molded Case Circuit Breaker is in the C Series and has 3 Pole(s). The module has 35 Trip Amps and a Thermal-Magnetic Trip Unit. | 98.6301
49601 | FDC3040 | G | The Eaton FDC3040 Molded Case Circuit Breaker is in the C Series and has 3 Pole(s). The module has 40 Trip Amps and a Thermal-Magnetic Trip Unit. | 98.6301
49602 | FDC3045 | G | The Eaton FDC3045 Molded Case Circuit Breaker is in the C Series and has 3 Pole(s). The module has 45 Trip Amps and a Thermal-Magnetic Trip Unit. | 98.6301
49603 | FDC3050 | G | The Eaton FDC3050 Molded Case Circuit Breaker is in the C Series and has 3 Pole(s). The module has 50 Trip Amps and a Thermal-Magnetic Trip Unit. | 98.9761
49604 | FDC3060 | G | The Eaton FDC3060 Molded Case Circuit Breaker is in the C Series and has 3 Pole(s). The module has 60 Trip Amps and a Thermal-Magnetic Trip Unit. | 98.6301
49605 | FDC3070 | G | The Eaton FDC3070 Molded Case Circuit Breaker is in the C Series and has 3 Pole(s). The module has 70 Trip Amps and a Thermal-Magnetic Trip Unit. | 98.6301
49606 | FDC3080 | G | The Eaton FDC3080 Molded Case Circuit Breaker is in the C Series and has 3 Pole(s). The module has 80 Trip Amps and a Thermal-Magnetic Trip Unit. | 98.6301
49607 | FDC3090 | G | The Eaton FDC3090 Molded Case Circuit Breaker is in the C Series and has 3 Pole(s). The module has 90 Trip Amps and a Thermal-Magnetic Trip Unit. | 98.2935
49608 | FDC3100 | G | The Eaton FDC3100 Molded Case Circuit Breaker is in the C Series and has 3 Pole(s). The module has 100 Trip Amps and a Thermal-Magnetic Trip Unit. | 98.6395
49609 | FDC3110 | G | The Eaton FDC3110 Molded Case Circuit Breaker is in the C Series and has 3 Pole(s). The module has 110 Trip Amps and a Thermal-Magnetic Trip Unit. | 98.6395
49610 | FDC3125 | G | The Eaton FDC3125 Molded Case Circuit Breaker is in the C Series and has 3 Pole(s). The module has 125 Trip Amps and a Thermal-Magnetic Trip Unit. | 98.6395
49611 | FDC3150 | G | The Eaton FDC3150 Molded Case Circuit Breaker is in the C Series and has 3 Pole(s). The module has 150 Trip Amps and a Thermal-Magnetic Trip Unit. | 98.6395
49612 | FDC3175 | G | The Eaton FDC3175 Molded Case Circuit Breaker is in the C Series and has 3 Pole(s). The module has 175 Trip Amps and a Thermal-Magnetic Trip Unit. | 97.2789
49613 | FDC3200 | G | The Eaton FDC3200 Molded Case Circuit Breaker is in the C Series and has 3 Pole(s). The module has 200 Trip Amps and a Thermal-Magnetic Trip Unit. | 97.2789
49614 | FDC3225 | G | The Eaton FDC3225 Molded Case Circuit Breaker is in the C Series and has 3 Pole(s). The module has 225 Trip Amps and a Thermal-Magnetic Trip Unit. | 95.5631
49618 | FDC4030 | G | The Eaton FDC4030 Molded Case Circuit Breaker is in the C Series and has 4 Pole(s). The module has 30 Trip Amps and a Thermal-Magnetic Trip Unit. | 98.2935
49659 | FDCE308032 | G | The Eaton FDCE308032 Molded Case Circuit Breaker is in the C Series and has 3 Pole(s). The module has 80 Trip Amps and a 310+ Trip Unit. | 96.0854
49658 | FDCE308033 | G | <p>The Eaton FDCE308033 Molded Case Circuit Breaker is in the C Series and has 3 Pole(s). The module has 80 Trip Amps and a 310+ Trip Unit.</p> | 99.3056
49661 | FDCE308036 | G | <p>The Eaton FDCE308036 Molded Case Circuit Breaker is in the C Series and has 3 Pole(s). The module has 80 Trip Amps and a 310+ Trip Unit.</p> | 97.5779
49665 | FDCE316036 | G | <p>The Eaton FDCE316036 Molded Case Circuit Breaker is in the C Series and has 3 Pole(s). The module has 160 Trip Amps and a 310+ Trip Unit.</p> | 95.8621
49666 | FDCE322533 | G | The Eaton FDCE322533 Molded Case Circuit Breaker is in the C Series and has 3 Pole(s). The module has 225 Trip Amps and a 310+ Trip Unit. | 99.2754
49669 | FDCE322536 | G | The Eaton FDCE322536 Molded Case Circuit Breaker is in the C Series and has 3 Pole(s). The module has 225 Trip Amps and a 310+ Trip Unit. | 98.1949
49635 | FDE308032 | G | The Eaton FDE308032 Molded Case Circuit Breaker is in the C Series and has 3 Pole(s). The module has 80 Trip Amps and a 310+ Trip Unit. | 99.6337
49634 | FDE308033 | G | The Eaton FDE308033 Molded Case Circuit Breaker is in the C Series and has 3 Pole(s). The module has 80 Trip Amps and a 310+ Trip Unit. | 99.6337
49636 | FDE308035 | G | The Eaton FDE308035 Molded Case Circuit Breaker is in the C Series and has 3 Pole(s). The module has 80 Trip Amps and a 310+ Trip Unit. | 99.6337
49637 | FDE308036 | G | The Eaton FDE308036 Molded Case Circuit Breaker is in the C Series and has 3 Pole(s). The module has 80 Trip Amps and a 310+ Trip Unit. | 99.6337
49639 | FDE316032 | G | The Eaton FDE316032 Molded Case Circuit Breaker is in the C Series and has 3 Pole(s). The module has 160 Trip Amps and a 310+ Trip Unit. | 99.6364
49638 | FDE316033 | G | The Eaton FDE316033 Molded Case Circuit Breaker is in the C Series and has 3 Pole(s). The module has 160 Trip Amps and a 310+ Trip Unit. | 99.6364
49640 | FDE316035 | G | The Eaton FDE316035 Molded Case Circuit Breaker is in the C Series and has 3 Pole(s). The module has 160 Trip Amps and a 310+ Trip Unit. | 99.6364
49641 | FDE316036 | G | The Eaton FDE316036 Molded Case Circuit Breaker is in the C Series and has 3 Pole(s). The module has 160 Trip Amps and a 310+ Trip Unit. | 99.6364
49674 | FDE322522 | G | The Eaton FDE322522 Molded Case Circuit Breaker is in the C Series and has 3 Pole(s). The module has 225 Trip Amps and a 210+ Trip Unit. | 97.8261
49643 | FDE322532 | G | The Eaton FDE322532 Molded Case Circuit Breaker is in the C Series and has 3 Pole(s). The module has 225 Trip Amps and a 310+ Trip Unit. | 99.6364
49642 | FDE322533 | G | The Eaton FDE322533 Molded Case Circuit Breaker is in the C Series and has 3 Pole(s). The module has 225 Trip Amps and a 310+ Trip Unit. | 99.6364
49644 | FDE322535 | G | The Eaton FDE322535 Molded Case Circuit Breaker is in the C Series and has 3 Pole(s). The module has 225 Trip Amps and a 310+ Trip Unit. | 99.2701
49645 | FDE322536 | G | The Eaton FDE322536 Molded Case Circuit Breaker is in the C Series and has 3 Pole(s). The module has 225 Trip Amps and a 310+ Trip Unit. | 99.6364
2676 | FRN1433 | G | CPU Series 300
2677 | FRN1494 | G | Series 200
49064 | GD2015 | G | The Eaton GD2015 Thermal-Magnetic Molded Case Circuit Breaker operates with 2 Pole(s) and 15 Trip Amps. The module has a G-Frame and 4.88 x 3 x 2.63 in. Dimensions (H x W x D). | 99.7183
49065 | GD2020 | G | The Eaton GD2020 Thermal-Magnetic Molded Case Circuit Breaker operates with 2 Pole(s) and 20 Trip Amps. The module has a G-Frame and 4.88 x 3 x 2.63 in. Dimensions (H x W x D). | 98.8701
49067 | GD2030 | G | The Eaton GD2030 Thermal-Magnetic Molded Case Circuit Breaker operates with 2 Pole(s) and 30 Trip Amps. The module has a G-Frame and 4.88 x 3 x 2.63 in. Dimensions (H x W x D). | 98.8701
49069 | GD2040 | G | The Eaton GD2040 Thermal-Magnetic Molded Case Circuit Breaker operates with 2 Pole(s) and 40 Trip Amps. The module has a G-Frame and 4.88 x 3 x 2.63 in. Dimensions (H x W x D). | 98.8701
49071 | GD2050 | G | The Eaton GD2050 Thermal-Magnetic Molded Case Circuit Breaker operates with 2 Pole(s) and 50 Trip Amps. The module has a G-Frame and 4.88 x 3 x 2.63 in. Dimensions (H x W x D). | 98.8701
49072 | GD3015 | G | <p>The Eaton GD3015 Thermal-Magnetic Molded Case Circuit Breaker operates with 3 Pole(s) and 15 Trip Amps. The module has a G-Frame and 4.88 x 3 x 2.63 in. Dimensions (H x W x D).</p> | 97.2376
49085 | GD3015D | G | The Eaton GD3015D Thermal-Magnetic Molded Case Circuit Breaker operates with 3 Pole(s) and 15 Trip Amps. The module has a G-Frame and 4.88 x 3 x 2.63 in. Dimensions (H x W x D). | 99.4382
49073 | GD3020 | G | The Eaton GD3020 Thermal-Magnetic Molded Case Circuit Breaker operates with 3 Pole(s) and 20 Trip Amps. The module has a G-Frame and 4.88 x 3 x 2.63 in. Dimensions (H x W x D). | 99.7183
49086 | GD3020D | G | The Eaton GD3020D Thermal-Magnetic Molded Case Circuit Breaker operates with 3 Pole(s) and 20 Trip Amps. The module has a G-Frame and 4.88 x 3 x 2.63 in. Dimensions (H x W x D). | 99.4382
49074 | GD3025 | G | The Eaton GD3025 Thermal-Magnetic Molded Case Circuit Breaker operates with 3 Pole(s) and 25 Trip Amps. The module has a G-Frame and 4.88 x 3 x 2.63 in. Dimensions (H x W x D). | 99.7183
49075 | GD3030 | G | The Eaton GD3030 Thermal-Magnetic Molded Case Circuit Breaker operates with 3 Pole(s) and 30 Trip Amps. The module has a G-Frame and 4.88 x 3 x 2.63 in. Dimensions (H x W x D). | 99.7183
49088 | GD3030D | G | The Eaton GD3030D Thermal-Magnetic Molded Case Circuit Breaker operates with 3 Pole(s) and 30 Trip Amps. The module has a G-Frame and 4.88 x 3 x 2.63 in. Dimensions (H x W x D). | 99.4382
49076 | GD3035 | G | The Eaton GD3035 Thermal-Magnetic Molded Case Circuit Breaker operates with 3 Pole(s) and 35 Trip Amps. The module has a G-Frame and 4.88 x 3 x 2.63 in. Dimensions (H x W x D). | 99.7183
49077 | GD3040 | G | The Eaton GD3040 Thermal-Magnetic Molded Case Circuit Breaker operates with 3 Pole(s) and 40 Trip Amps. The module has a G-Frame and 4.88 x 3 x 2.63 in. Dimensions (H x W x D). | 99.7183
49090 | GD3040D | G | The Eaton GD3040D Thermal-Magnetic Molded Case Circuit Breaker operates with 3 Pole(s) and 40 Trip Amps. The module has a G-Frame and 4.88 x 3 x 2.63 in. Dimensions (H x W x D). | 99.4382
49078 | GD3045 | G | The Eaton GD3045 Thermal-Magnetic Molded Case Circuit Breaker operates with 3 Pole(s) and 45 Trip Amps. The module has a G-Frame and 4.88 x 3 x 2.63 in. Dimensions (H x W x D). | 98.8701
49079 | GD3050 | G | The Eaton GD3050 Thermal-Magnetic Molded Case Circuit Breaker operates with 3 Pole(s) and 50 Trip Amps. The module has a G-Frame and 4.88 x 3 x 2.63 in. Dimensions (H x W x D). | 99.7183
49092 | GD3050D | G | The Eaton GD3050D Thermal-Magnetic Molded Case Circuit Breaker operates with 3 Pole(s) and 50 Trip Amps. The module has a G-Frame and 4.88 x 3 x 2.63 in. Dimensions (H x W x D). | 99.4382
49080 | GD3060 | G | The Eaton GD3060 Thermal-Magnetic Molded Case Circuit Breaker operates with 3 Pole(s) and 60 Trip Amps. The module has a G-Frame and 4.88 x 3 x 2.63 in. Dimensions (H x W x D). | 99.7183
49081 | GD3070 | G | The Eaton GD3070 Thermal-Magnetic Molded Case Circuit Breaker operates with 3 Pole(s) and 70 Trip Amps. The module has a G-Frame and 4.88 x 3 x 2.63 in. Dimensions (H x W x D). | 99.7183
49082 | GD3080 | G | The Eaton GD3080 Thermal-Magnetic Molded Case Circuit Breaker operates with 3 Pole(s) and 80 Trip Amps. The module has a G-Frame and 4.88 x 3 x 2.63 in. Dimensions (H x W x D). | 99.7183
49083 | GD3090 | G | The Eaton GD3090 Thermal-Magnetic Molded Case Circuit Breaker operates with 3 Pole(s) and 90 Trip Amps. The module has a G-Frame and 4.88 x 3 x 2.63 in. Dimensions (H x W x D). | 98.5915
49084 | GD3100 | G | The Eaton GD3100 Thermal-Magnetic Molded Case Circuit Breaker operates with 3 Pole(s) and 100 Trip Amps. The module has a G-Frame and 4.88 x 3 x 2.63 in. Dimensions (H x W x D). | 99.7199
49098 | GDB2015 | G | The Eaton GDB2015 Thermal-Magnetic Molded Case Circuit Breaker operates with 2 Pole(s) and 15 Trip Amps. The module has a G-Frame and 4.88 x 3 x 2.63 in. Dimensions (H x W x D). | 98.8764
49100 | GDB2025 | G | The Eaton GDB2025 Thermal-Magnetic Molded Case Circuit Breaker operates with 2 Pole(s) and 25 Trip Amps. The module has a G-Frame and 4.88 x 3 x 2.63 in. Dimensions (H x W x D). | 98.8764
49106 | GDB3015 | G | The Eaton GDB3015 Thermal-Magnetic Molded Case Circuit Breaker operates with 3 Pole(s) and 15 Trip Amps. The module has a G-Frame and 4.88 x 3 x 2.63 in. Dimensions (H x W x D). | 98.8764
49107 | GDB3020 | G | The Eaton GDB3020 Thermal-Magnetic Molded Case Circuit Breaker operates with 3 Pole(s) and 20 Trip Amps. The module has a G-Frame and 4.88 x 3 x 2.63 in. Dimensions (H x W x D). | 98.8764
49108 | GDB3025 | G | The Eaton GDB3025 Thermal-Magnetic Molded Case Circuit Breaker operates with 3 Pole(s) and 25 Trip Amps. The module has a G-Frame and 4.88 x 3 x 2.63 in. Dimensions (H x W x D). | 98.8764
49109 | GDB3030 | G | The Eaton GDB3030 Thermal-Magnetic Molded Case Circuit Breaker operates with 3 Pole(s) and 30 Trip Amps. The module has a G-Frame and 4.88 x 3 x 2.63 in. Dimensions (H x W x D). | 98.8764
49110 | GDB3035 | G | The Eaton GDB3035 Thermal-Magnetic Molded Case Circuit Breaker operates with 3 Pole(s) and 35 Trip Amps. The module has a G-Frame and 4.88 x 3 x 2.63 in. Dimensions (H x W x D). | 98.8764
49111 | GDB3040 | G | The Eaton GDB3040 Thermal-Magnetic Molded Case Circuit Breaker operates with 3 Pole(s) and 40 Trip Amps. The module has a G-Frame and 4.88 x 3 x 2.63 in. Dimensions (H x W x D). | 98.8764
49113 | GDB3050 | G | The Eaton GDB3050 Thermal-Magnetic Molded Case Circuit Breaker operates with 3 Pole(s) and 50 Trip Amps. The module has a G-Frame and 4.88 x 3 x 2.63 in. Dimensions (H x W x D). | 98.8764
49114 | GDB3060 | G | The Eaton GDB3060 Thermal-Magnetic Molded Case Circuit Breaker operates with 3 Pole(s) and 60 Trip Amps. The module has a G-Frame and 4.88 x 3 x 2.63 in. Dimensions (H x W x D). | 98.8764
49115 | GDB3070 | G | The Eaton GDB3070 Thermal-Magnetic Molded Case Circuit Breaker operates with 3 Pole(s) and 70 Trip Amps. The module has a G-Frame and 4.88 x 3 x 2.63 in. Dimensions (H x W x D). | 98.8764
49116 | GDB3080 | G | The Eaton GDB3080 Thermal-Magnetic Molded Case Circuit Breaker operates with 3 Pole(s) and 80 Trip Amps. The module has a G-Frame and 4.88 x 3 x 2.63 in. Dimensions (H x W x D). | 98.5994
49119 | GHB1015 | G | The Eaton GHB1015 Bolt-On Panelboard Molded Case Circuit Breaker operates with 1 Pole(s) and 15 Trip Amps. The module has a G-Frame and 4 x 3 x 2.63 in. Dimensions (H x W x D). | 98.8701
49120 | GHB1020 | G | The Eaton GHB1020 Bolt-On Panelboard Molded Case Circuit Breaker operates with 1 Pole(s) and 20 Trip Amps. The module has a G-Frame and 4 x 3 x 2.63 in. Dimensions (H x W x D). | 98.8701
49121 | GHB1025 | G | The Eaton GHB1025 Bolt-On Panelboard Molded Case Circuit Breaker operates with 1 Pole(s) and 25 Trip Amps. The module has a G-Frame and 4 x 3 x 2.63 in. Dimensions (H x W x D). | 98.8701
49122 | GHB1030 | G | The Eaton GHB1030 Bolt-On Panelboard Molded Case Circuit Breaker operates with 1 Pole(s) and 30 Trip Amps. The module has a G-Frame and 4 x 3 x 2.63 in. Dimensions (H x W x D). | 98.8701
49123 | GHB1035 | G | The Eaton GHB1035 Bolt-On Panelboard Molded Case Circuit Breaker operates with 1 Pole(s) and 35 Trip Amps. The module has a G-Frame and 4 x 3 x 2.63 in. Dimensions (H x W x D). | 98.8701
49124 | GHB1040 | G | The Eaton GHB1040 Bolt-On Panelboard Molded Case Circuit Breaker operates with 1 Pole(s) and 40 Trip Amps. The module has a G-Frame and 4 x 3 x 2.63 in. Dimensions (H x W x D). | 98.8701
49126 | GHB1050 | G | The Eaton GHB1050 Bolt-On Panelboard Molded Case Circuit Breaker operates with 1 Pole(s) and 50 Trip Amps. The module has a G-Frame and 4 x 3 x 2.63 in. Dimensions (H x W x D). | 98.8701
49128 | GHB1070 | G | The Eaton GHB1070 Bolt-On Panelboard Molded Case Circuit Breaker operates with 1 Pole(s) and 70 Trip Amps. The module has a G-Frame and 4 x 3 x 2.63 in. Dimensions (H x W x D). | 98.8701
49129 | GHB1080 | G | The Eaton GHB1080 Bolt-On Panelboard Molded Case Circuit Breaker operates with 1 Pole(s) and 80 Trip Amps. The module has a G-Frame and 4 x 3 x 2.63 in. Dimensions (H x W x D). | 98.8701
49130 | GHB1090 | G | The Eaton GHB1090 Bolt-On Panelboard Molded Case Circuit Breaker operates with 1 Pole(s) and 90 Trip Amps. The module has a G-Frame and 4 x 3 x 2.63 in. Dimensions (H x W x D). | 98.8701
49132 | GHB2015 | G | The Eaton GHB2015 Bolt-On Panelboard Molded Case Circuit Breaker operates with 2 Pole(s) and 15 Trip Amps. The module has a G-Frame and 4 x 3 x 2.63 in. Dimensions (H x W x D). | 98.8701
49133 | GHB2020 | G | The Eaton GHB2020 Bolt-On Panelboard Molded Case Circuit Breaker operates with 2 Pole(s) and 20 Trip Amps. The module has a G-Frame and 4 x 3 x 2.63 in. Dimensions (H x W x D). | 98.8701
49134 | GHB2025 | G | The Eaton GHB2025 Bolt-On Panelboard Molded Case Circuit Breaker operates with 2 Pole(s) and 25 Trip Amps. The module has a G-Frame and 4 x 3 x 2.63 in. Dimensions (H x W x D). | 98.8701
49135 | GHB2030 | G | The Eaton GHB2030 Bolt-On Panelboard Molded Case Circuit Breaker operates with 2 Pole(s) and 30 Trip Amps. The module has a G-Frame and 4 x 3 x 2.63 in. Dimensions (H x W x D). | 98.8701
49136 | GHB2035 | G | The Eaton GHB2035 Bolt-On Panelboard Molded Case Circuit Breaker operates with 2 Pole(s) and 35 Trip Amps. The module has a G-Frame and 4 x 3 x 2.63 in. Dimensions (H x W x D). | 98.8701
49137 | GHB2040 | G | The Eaton GHB2040 Bolt-On Panelboard Molded Case Circuit Breaker operates with 2 Pole(s) and 40 Trip Amps. The module has a G-Frame and 4 x 3 x 2.63 in. Dimensions (H x W x D). | 98.8701
49139 | GHB2050 | G | The Eaton GHB2050 Bolt-On Panelboard Molded Case Circuit Breaker operates with 2 Pole(s) and 50 Trip Amps. The module has a G-Frame and 4 x 3 x 2.63 in. Dimensions (H x W x D). | 98.8701
49140 | GHB2060 | G | The Eaton GHB2060 Bolt-On Panelboard Molded Case Circuit Breaker operates with 2 Pole(s) and 60 Trip Amps. The module has a G-Frame and 4 x 3 x 2.63 in. Dimensions (H x W x D). | 98.8701
49141 | GHB2070 | G | The Eaton GHB2070 Bolt-On Panelboard Molded Case Circuit Breaker operates with 2 Pole(s) and 70 Trip Amps. The module has a G-Frame and 4 x 3 x 2.63 in. Dimensions (H x W x D). | 98.8701
49142 | GHB2080 | G | The Eaton GHB2080 Bolt-On Panelboard Molded Case Circuit Breaker operates with 2 Pole(s) and 80 Trip Amps. The module has a G-Frame and 4 x 3 x 2.63 in. Dimensions (H x W x D). | 98.8701
49143 | GHB2090 | G | The Eaton GHB2090 Bolt-On Panelboard Molded Case Circuit Breaker operates with 2 Pole(s) and 90 Trip Amps. The module has a G-Frame and 4 x 3 x 2.63 in. Dimensions (H x W x D). | 98.8701
49144 | GHB2100 | G | The Eaton GHB2100 Bolt-On Panelboard Molded Case Circuit Breaker operates with 2 Pole(s) and 100 Trip Amps. The module has a G-Frame and 4 x 3 x 2.63 in. Dimensions (H x W x D). | 98.8764
49145 | GHB3015 | G | The Eaton GHB3015 Bolt-On Panelboard Molded Case Circuit Breaker operates with 3 Pole(s) and 15 Trip Amps. The module has a G-Frame and 4 x 3 x 2.63 in. Dimensions (H x W x D). | 98.8701
49146 | GHB3020 | G | The Eaton GHB3020 Bolt-On Panelboard Molded Case Circuit Breaker operates with 3 Pole(s) and 20 Trip Amps. The module has a G-Frame and 4 x 3 x 2.63 in. Dimensions (H x W x D). | 98.8701
49147 | GHB3025 | G | The Eaton GHB3025 Bolt-On Panelboard Molded Case Circuit Breaker operates with 3 Pole(s) and 25 Trip Amps. The module has a G-Frame and 4 x 3 x 2.63 in. Dimensions (H x W x D). | 98.8701
49148 | GHB3030 | G | The Eaton GHB3030 Bolt-On Panelboard Molded Case Circuit Breaker operates with 3 Pole(s) and 30 Trip Amps. The module has a G-Frame and 4 x 3 x 2.63 in. Dimensions (H x W x D). | 98.8701
49149 | GHB3035 | G | The Eaton GHB3035 Bolt-On Panelboard Molded Case Circuit Breaker operates with 3 Pole(s) and 35 Trip Amps. The module has a G-Frame and 4 x 3 x 2.63 in. Dimensions (H x W x D). | 98.8701
49150 | GHB3040 | G | The Eaton GHB3040 Bolt-On Panelboard Molded Case Circuit Breaker operates with 3 Pole(s) and 40 Trip Amps. The module has a G-Frame and 4 x 3 x 2.63 in. Dimensions (H x W x D). | 98.8701
49151 | GHB3045 | G | The Eaton GHB3045 Bolt-On Panelboard Molded Case Circuit Breaker operates with 3 Pole(s) and 45 Trip Amps. The module has a G-Frame and 4 x 3 x 2.63 in. Dimensions (H x W x D). | 98.8701
49152 | GHB3050 | G | The Eaton GHB3050 Bolt-On Panelboard Molded Case Circuit Breaker operates with 3 Pole(s) and 50 Trip Amps. The module has a G-Frame and 4 x 3 x 2.63 in. Dimensions (H x W x D). | 98.8701
49153 | GHB3060 | G | The Eaton GHB3060 Bolt-On Panelboard Molded Case Circuit Breaker operates with 3 Pole(s) and 60 Trip Amps. The module has a G-Frame and 4 x 3 x 2.63 in. Dimensions (H x W x D). | 98.8701
49154 | GHB3070 | G | The Eaton GHB3070 Bolt-On Panelboard Molded Case Circuit Breaker operates with 3 Pole(s) and 70 Trip Amps. The module has a G-Frame and 4 x 3 x 2.63 in. Dimensions (H x W x D). | 98.8701
49155 | GHB3080 | G | The Eaton GHB3080 Bolt-On Panelboard Molded Case Circuit Breaker operates with 3 Pole(s) and 80 Trip Amps. The module has a G-Frame and 4 x 3 x 2.63 in. Dimensions (H x W x D). | 98.8701
49156 | GHB3090 | G | The Eaton GHB3090 Bolt-On Panelboard Molded Case Circuit Breaker operates with 3 Pole(s) and 90 Trip Amps. The module has a G-Frame and 4 x 3 x 2.63 in. Dimensions (H x W x D). | 98.5915
49163 | GHBGFEP1020 | G | The Eaton GHBGFEP1020 Bolt-On Panelboard 30 mA Industrial Ground Fault Molded Case Circuit Breaker operates with 1 Pole(s) and 20 Trip Amps. The module has a G-Frame and 4 x 3 x 2.63 in. Dimensions (H x W x D). | 99.0521
49164 | GHBGFEP1030 | G | The Eaton GHBGFEP1030 Bolt-On Panelboard 30 mA Industrial Ground Fault Molded Case Circuit Breaker operates with 1 Pole(s) and 30 Trip Amps. The module has a G-Frame and 4 x 3 x 2.63 in. Dimensions (H x W x D). | 99.0521
49165 | GHBGFEP1040 | G | The Eaton GHBGFEP1040 Bolt-On Panelboard 30 mA Industrial Ground Fault Molded Case Circuit Breaker operates with 1 Pole(s) and 40 Trip Amps. The module has a G-Frame and 4 x 3 x 2.63 in. Dimensions (H x W x D). | 99.0521
49166 | GHBGFEP1050 | G | The Eaton GHBGFEP1050 Bolt-On Panelboard 30 mA Industrial Ground Fault Molded Case Circuit Breaker operates with 1 Pole(s) and 50 Trip Amps. The module has a G-Frame and 4 x 3 x 2.63 in. Dimensions (H x W x D). | 99.0521
49169 | GHC1020 | G | The Eaton GHC1020 GHC Thermal-Magnetic Molded Case Circuit Breaker operates with 1 Pole(s) and 20 Trip Amps. The module has a G-Frame and 2.2 x 2.2 x 3.8 in. Dimensions (H x W x D). | 98.9011
49174 | GHC1050 | G | The Eaton GHC1050 GHC Thermal-Magnetic Molded Case Circuit Breaker operates with 1 Pole(s) and 50 Trip Amps. The module has a G-Frame and 2.2 x 2.2 x 3.8 in. Dimensions (H x W x D). | 98.9011
49176 | GHC1070 | G | The Eaton GHC1070 GHC Thermal-Magnetic Molded Case Circuit Breaker operates with 1 Pole(s) and 70 Trip Amps. The module has a G-Frame and 2.2 x 2.2 x 3.8 in. Dimensions (H x W x D). | 98.9011
49181 | GHC2020 | G | The Eaton GHC2020 GHC Thermal-Magnetic Molded Case Circuit Breaker operates with 2 Pole(s) and 20 Trip Amps. The module has a G-Frame and 2.2 x 2.2 x 3.8 in. Dimensions (H x W x D). | 98.9011
49182 | GHC2025 | G | The Eaton GHC2025 GHC Thermal-Magnetic Molded Case Circuit Breaker operates with 2 Pole(s) and 25 Trip Amps. The module has a G-Frame and 2.2 x 2.2 x 3.8 in. Dimensions (H x W x D). | 98.9011
49183 | GHC2030 | G | The Eaton GHC2030 GHC Thermal-Magnetic Molded Case Circuit Breaker operates with 2 Pole(s) and 30 Trip Amps. The module has a G-Frame and 2.2 x 2.2 x 3.8 in. Dimensions (H x W x D). | 98.9011
49184 | GHC2035 | G | The Eaton GHC2035 GHC Thermal-Magnetic Molded Case Circuit Breaker operates with 2 Pole(s) and 35 Trip Amps. The module has a G-Frame and 2.2 x 2.2 x 3.8 in. Dimensions (H x W x D). | 98.9011
49187 | GHC2050 | G | The Eaton GHC2050 GHC Thermal-Magnetic Molded Case Circuit Breaker operates with 2 Pole(s) and 50 Trip Amps. The module has a G-Frame and 2.2 x 2.2 x 3.8 in. Dimensions (H x W x D). | 98.9011
49188 | GHC2060 | G | The Eaton GHC2060 GHC Thermal-Magnetic Molded Case Circuit Breaker operates with 2 Pole(s) and 60 Trip Amps. The module has a G-Frame and 2.2 x 2.2 x 3.8 in. Dimensions (H x W x D). | 98.9011
49189 | GHC2070 | G | The Eaton GHC2070 GHC Thermal-Magnetic Molded Case Circuit Breaker operates with 2 Pole(s) and 70 Trip Amps. The module has a G-Frame and 2.2 x 2.2 x 3.8 in. Dimensions (H x W x D). | 98.9011
49190 | GHC2080 | G | The Eaton GHC2080 GHC Thermal-Magnetic Molded Case Circuit Breaker operates with 2 Pole(s) and 80 Trip Amps. The module has a G-Frame and 2.2 x 2.2 x 3.8 in. Dimensions (H x W x D). | 98.9011
49192 | GHC2100 | G | The Eaton GHC2100 GHC Thermal-Magnetic Molded Case Circuit Breaker operates with 2 Pole(s) and 100 Trip Amps. The module has a G-Frame and 2.2 x 2.2 x 3.8 in. Dimensions (H x W x D). | 98.9071
49237 | GHC2100D | G | The Eaton GHC2100D Special Purpose GHC Thermal-Magnetic Molded Case Circuit Breaker operates with 2 Pole(s) and 100 Trip Amps. The module has a G-Frame and 2.2 x 2.2 x 3.8 in. Dimensions (H x W x D). | 99
49193 | GHC3015 | G | The Eaton GHC3015 GHC Thermal-Magnetic Molded Case Circuit Breaker operates with 3 Pole(s) and 15 Trip Amps. The module has a G-Frame and 2.2 x 2.2 x 3.8 in. Dimensions (H x W x D). | 98.9011
49194 | GHC3020 | G | The Eaton GHC3020 GHC Thermal-Magnetic Molded Case Circuit Breaker operates with 3 Pole(s) and 20 Trip Amps. The module has a G-Frame and 2.2 x 2.2 x 3.8 in. Dimensions (H x W x D). | 98.9011
49196 | GHC3030 | G | The Eaton GHC3030 GHC Thermal-Magnetic Molded Case Circuit Breaker operates with 3 Pole(s) and 30 Trip Amps. The module has a G-Frame and 2.2 x 2.2 x 3.8 in. Dimensions (H x W x D). | 98.9011
49197 | GHC3035 | G | The Eaton GHC3035 GHC Thermal-Magnetic Molded Case Circuit Breaker operates with 3 Pole(s) and 35 Trip Amps. The module has a G-Frame and 2.2 x 2.2 x 3.8 in. Dimensions (H x W x D). | 98.9011
49198 | GHC3040 | G | The Eaton GHC3040 GHC Thermal-Magnetic Molded Case Circuit Breaker operates with 3 Pole(s) and 40 Trip Amps. The module has a G-Frame and 2.2 x 2.2 x 3.8 in. Dimensions (H x W x D). | 98.9011
49241 | GHC3040D | G | The Eaton GHC3040D Special Purpose GHC Thermal-Magnetic Molded Case Circuit Breaker operates with 3 Pole(s) and 40 Trip Amps. The module has a G-Frame and 2.2 x 2.2 x 3.8 in. Dimensions (H x W x D). | 98.7469
49200 | GHC3050 | G | The Eaton GHC3050 GHC Thermal-Magnetic Molded Case Circuit Breaker operates with 3 Pole(s) and 50 Trip Amps. The module has a G-Frame and 2.2 x 2.2 x 3.8 in. Dimensions (H x W x D). | 98.9011
49201 | GHC3060 | G | The Eaton GHC3060 GHC Thermal-Magnetic Molded Case Circuit Breaker operates with 3 Pole(s) and 60 Trip Amps. The module has a G-Frame and 2.2 x 2.2 x 3.8 in. Dimensions (H x W x D). | 98.9011
49202 | GHC3070 | G | The Eaton GHC3070 GHC Thermal-Magnetic Molded Case Circuit Breaker operates with 3 Pole(s) and 70 Trip Amps. The module has a G-Frame and 2.2 x 2.2 x 3.8 in. Dimensions (H x W x D). | 98.9011
49203 | GHC3080 | G | The Eaton GHC3080 GHC Thermal-Magnetic Molded Case Circuit Breaker operates with 3 Pole(s) and 80 Trip Amps. The module has a G-Frame and 2.2 x 2.2 x 3.8 in. Dimensions (H x W x D). | 98.6301
49205 | GHC3100 | G | The Eaton GHC3100 GHC Thermal-Magnetic Molded Case Circuit Breaker operates with 3 Pole(s) and 100 Trip Amps. The module has a G-Frame and 2.2 x 2.2 x 3.8 in. Dimensions (H x W x D). | 95.5614
37008 | H-2005-K-H00AA | G | <p>The Allen-Bradley H-2005-K-H00AA Brushless Servo Motor has a Low Inertia Series Designator, a 2000 Optical Encoder Line Count, and a Standard Flange. It operates with a .007 Nm/krpm Damping and a .014 Nm Friction Torque.</p> | 97.1429
37010 | H-3007-N-H00AA | G | The Allen-Bradley H-3007-N-H00AA Brushless Servo Motor has a Low Inertia Series Designator, a 2000 Optical Encoder Line Count, and a Standard Flange. It operates with a .010 Nm/krpm Damping and a .014 Nm Friction Torque. | 99.5475
37011 | H-3007-N-H01AA | G | The Allen-Bradley H-3007-N-H01AA Brushless Servo Motor has a Low Inertia Series Designator, a 2000 Optical Encoder Line Count, and a Standard Flange. It operates with a .010 Nm/krpm Damping and a .014 Nm Friction Torque. | 99.5475
37012 | H-3007-N-H04AA | G | The Allen-Bradley H-3007-N-H04AA Brushless Servo Motor has a Low Inertia Series Designator, a 2000 Optical Encoder Line Count, and a Standard Flange. It operates with a .010 Nm/krpm Damping and a .014 Nm Friction Torque. | 97.9499
37014 | H-3016-N-H00AA | G | <p>The Allen-Bradley H-3016-N-H00AA Brushless Servo Motor has a Low Inertia Series Designator, a 2000 Optical Encoder Line Count, and a Standard Flange. It operates with a .014 Nm/krpm Damping and a .028 Nm Friction Torque.</p> | 99.5614
37016 | H-3016-N-H04AA | G | <p>The Allen-Bradley H-3016-N-H04AA Brushless Servo Motor has a Low Inertia Series Designator, a 2000 Optical Encoder Line Count, and a Standard Flange. It operates with a .014 Nm/krpm Damping and a .028 Nm Friction Torque.</p> | 97.3684
37019 | H-4030-M-H00AA | G | The Allen-Bradley H-4030-M-H00AA Brushless Servo Motor has a Low Inertia Series Designator, a 2000 Optical Encoder Line Count, and a Standard Flange. It operates with a .034 Nm/krpm Damping and a .034 Nm Friction Torque. | 99.095
37023 | H-4030-P-H00AN | G | The Allen-Bradley H-4030-P-H00AN Brushless Servo Motor has a Low Inertia Series Designator, a 2000 Optical Encoder Line Count, and a NEMA56C Flange. It operates with a .034 Nm/krpm Damping and a .034 Nm Friction Torque. | 99.5455
37025 | H-4030-P-H04AA | G | The Allen-Bradley H-4030-P-H04AA Brushless Servo Motor has a Low Inertia Series Designator, a 2000 Optical Encoder Line Count, and a Standard Flange. It operates with a .034 Nm/krpm Damping and a .034 Nm Friction Torque. | 97.7376
37026 | H-4030-P-H04AN | G | The Allen-Bradley H-4030-P-H04AN Brushless Servo Motor has a Low Inertia Series Designator, a 2000 Optical Encoder Line Count, and a NEMA56C Flange. It operates with a .034 Nm/krpm Damping and a .034 Nm Friction Torque. | 97.7273
37027 | H-4050-P-H00AA | G | The Allen-Bradley H-4050-P-H00AA Brushless Servo Motor has a Low Inertia Series Designator, a 2000 Optical Encoder Line Count, and a Standard Flange. It operates with a .045 Nm/krpm Damping and a .068 Nm Friction Torque. | 99.5475
37028 | H-4050-P-H00AN | G | The Allen-Bradley H-4050-P-H00AN Brushless Servo Motor has a Low Inertia Series Designator, a 2000 Optical Encoder Line Count, and a NEMA56C Flange. It operates with a .045 Nm/krpm Damping and a .068 Nm Friction Torque. | 97.0387
37029 | H-4050-P-H01AA | G | The Allen-Bradley H-4050-P-H01AA Brushless Servo Motor has a Low Inertia Series Designator, a 2000 Optical Encoder Line Count, and a Standard Flange. It operates with a .045 Nm/krpm Damping and a .068 Nm Friction Torque. | 97.5501
37031 | H-4050-P-H04AA | G | <p>The Allen-Bradley H-4050-P-H04AA Brushless Servo Motor has a Low Inertia Series Designator, a 2000 Optical Encoder Line Count, and a Standard Flange. It operates with a .045 Nm/krpm Damping and a .068 Nm Friction Torque.</p> | 97.1429
37035 | H-4075-R-H00AN | G | The Allen-Bradley H-4075-R-H00AN Brushless Servo Motor has a Low Inertia Series Designator, a 2000 Optical Encoder Line Count, and a NEMA56C Flange. It operates with a .068 Nm/krpm Damping and a .14 Nm Friction Torque. | 97.5281
37036 | H-4075-R-H01AA | G | The Allen-Bradley H-4075-R-H01AA Brushless Servo Motor has a Low Inertia Series Designator, a 2000 Optical Encoder Line Count, and a Standard Flange. It operates with a .068 Nm/krpm Damping and a .14 Nm Friction Torque. | 97.5391
37037 | H-4075-R-H04AA | G | <p>The Allen-Bradley H-4075-R-H04AA Brushless Servo Motor has a Low Inertia Series Designator, a 2000 Optical Encoder Line Count, and a Standard Flange. It operates with a .068 Nm/krpm Damping and a .14 Nm Friction Torque.</p> | 97.1302
37039 | H-6100-Q-H00AA | G | The Allen-Bradley H-6100-Q-H00AA Brushless Servo Motor has a Low Inertia Series Designator, a 2000 Optical Encoder Line Count, and a Standard Flange. It operates with a .1 Nm/krpm Damping and a .14 Nm Friction Torque. | 99.5413
37041 | H-6100-Q-H04AA | G | The Allen-Bradley H-6100-Q-H04AA Brushless Servo Motor has a Low Inertia Series Designator, a 2000 Optical Encoder Line Count, and a Standard Flange. It operates with a .1 Nm/krpm Damping and a .14 Nm Friction Torque. | 98.6239
37042 | H-6100-Q-K00AA | G | The Allen-Bradley H-6100-Q-K00AA Brushless Servo Motor has a Low Inertia Series Designator, a 5000 Optical Encoder Line Count, and a Standard Flange. It operates with a .1 Nm/krpm Damping and a .14 Nm Friction Torque. | 97.9405
37043 | H-6200-Q-H00AA | G | The Allen-Bradley H-6200-Q-H00AA Brushless Servo Motor has a Low Inertia Series Designator, a 2000 Optical Encoder Line Count, and a Standard Flange. It operates with a .16 Nm/krpm Damping and a .24 Nm Friction Torque. | 98.1735
37045 | H-6200-Q-H04AA | G | <p>The Allen-Bradley H-6200-Q-H04AA Brushless Servo Motor has a Low Inertia Series Designator, a 2000 Optical Encoder Line Count, and a Standard Flange. It operates with a .16 Nm/krpm Damping and a .24 Nm Friction Torque.</p> | 96.1798
37046 | H-6300-Q-H00AA | G | The Allen-Bradley H-6300-Q-H00AA Brushless Servo Motor has a Low Inertia Series Designator, a 2000 Optical Encoder Line Count, and a Standard Flange. It operates with a .19 Nm/krpm Damping and a .36 Nm Friction Torque. | 99.5434
49504 | HFD1015 | G | The Eaton HFD1015 Molded Case Circuit Breaker is in the C Series and has 1 Pole(s). The module has 15 Trip Amps and a Thermal-Magnetic Trip Unit. | 98.9761
49505 | HFD1020 | G | The Eaton HFD1020 Molded Case Circuit Breaker is in the C Series and has 1 Pole(s). The module has 20 Trip Amps and a Thermal-Magnetic Trip Unit. | 98.6301
49506 | HFD1025 | G | The Eaton HFD1025 Molded Case Circuit Breaker is in the C Series and has 1 Pole(s). The module has 25 Trip Amps and a Thermal-Magnetic Trip Unit. | 98.9761
49507 | HFD1030 | G | The Eaton HFD1030 Molded Case Circuit Breaker is in the C Series and has 1 Pole(s). The module has 30 Trip Amps and a Thermal-Magnetic Trip Unit. | 98.6301
49508 | HFD1035 | G | The Eaton HFD1035 Molded Case Circuit Breaker is in the C Series and has 1 Pole(s). The module has 35 Trip Amps and a Thermal-Magnetic Trip Unit. | 98.6301
49509 | HFD1040 | G | The Eaton HFD1040 Molded Case Circuit Breaker is in the C Series and has 1 Pole(s). The module has 40 Trip Amps and a Thermal-Magnetic Trip Unit. | 98.6301
49511 | HFD1050 | G | The Eaton HFD1050 Molded Case Circuit Breaker is in the C Series and has 1 Pole(s). The module has 50 Trip Amps and a Thermal-Magnetic Trip Unit. | 98.9761
49512 | HFD1060 | G | The Eaton HFD1060 Molded Case Circuit Breaker is in the C Series and has 1 Pole(s). The module has 60 Trip Amps and a Thermal-Magnetic Trip Unit. | 98.6301
49515 | HFD1090 | G | The Eaton HFD1090 Molded Case Circuit Breaker is in the C Series and has 1 Pole(s). The module has 90 Trip Amps and a Thermal-Magnetic Trip Unit. | 98.6301
49516 | HFD1100 | G | The Eaton HFD1100 Molded Case Circuit Breaker is in the C Series and has 1 Pole(s). The module has 100 Trip Amps and a Thermal-Magnetic Trip Unit. | 98.6395
49518 | HFD1125 | G | The Eaton HFD1125 Molded Case Circuit Breaker is in the C Series and has 1 Pole(s). The module has 125 Trip Amps and a Thermal-Magnetic Trip Unit. | 98.6395
49519 | HFD1150 | G | The Eaton HFD1150 Molded Case Circuit Breaker is in the C Series and has 1 Pole(s). The module has 150 Trip Amps and a Thermal-Magnetic Trip Unit. | 98.6395
49520 | HFD2015 | G | The Eaton HFD2015 Molded Case Circuit Breaker is in the C Series and has 2 Pole(s). The module has 15 Trip Amps and a Thermal-Magnetic Trip Unit. | 99.3151
49521 | HFD2020 | G | The Eaton HFD2020 Molded Case Circuit Breaker is in the C Series and has 2 Pole(s). The module has 20 Trip Amps and a Thermal-Magnetic Trip Unit. | 99.3151
49522 | HFD2025 | G | The Eaton HFD2025 Molded Case Circuit Breaker is in the C Series and has 2 Pole(s). The module has 25 Trip Amps and a Thermal-Magnetic Trip Unit. | 98.9761
49523 | HFD2030 | G | The Eaton HFD2030 Molded Case Circuit Breaker is in the C Series and has 2 Pole(s). The module has 30 Trip Amps and a Thermal-Magnetic Trip Unit. | 99.3151
49524 | HFD2035 | G | The Eaton HFD2035 Molded Case Circuit Breaker is in the C Series and has 2 Pole(s). The module has 35 Trip Amps and a Thermal-Magnetic Trip Unit. | 98.6301
49525 | HFD2040 | G | The Eaton HFD2040 Molded Case Circuit Breaker is in the C Series and has 2 Pole(s). The module has 40 Trip Amps and a Thermal-Magnetic Trip Unit. | 99.3151
49526 | HFD2045 | G | The Eaton HFD2045 Molded Case Circuit Breaker is in the C Series and has 2 Pole(s). The module has 45 Trip Amps and a Thermal-Magnetic Trip Unit. | 98.6301
49527 | HFD2050 | G | The Eaton HFD2050 Molded Case Circuit Breaker is in the C Series and has 2 Pole(s). The module has 50 Trip Amps and a Thermal-Magnetic Trip Unit. | 99.3151
49528 | HFD2060 | G | The Eaton HFD2060 Molded Case Circuit Breaker is in the C Series and has 2 Pole(s). The module has 60 Trip Amps and a Thermal-Magnetic Trip Unit. | 99.3151
49529 | HFD2070 | G | The Eaton HFD2070 Molded Case Circuit Breaker is in the C Series and has 2 Pole(s). The module has 70 Trip Amps and a Thermal-Magnetic Trip Unit. | 99.3151
49530 | HFD2080 | G | The Eaton HFD2080 Molded Case Circuit Breaker is in the C Series and has 2 Pole(s). The module has 80 Trip Amps and a Thermal-Magnetic Trip Unit. | 98.6301
49531 | HFD2090 | G | The Eaton HFD2090 Molded Case Circuit Breaker is in the C Series and has 2 Pole(s). The module has 90 Trip Amps and a Thermal-Magnetic Trip Unit. | 99.3151
49532 | HFD2100 | G | The Eaton HFD2100 Molded Case Circuit Breaker is in the C Series and has 2 Pole(s). The module has 100 Trip Amps and a Thermal-Magnetic Trip Unit. | 99.3197
49705 | HFD2100K | G | The Eaton HFD2100K Molded Case Switch is in the C Series and has 2 Pole(s). The module has 100 Trip Amps.
49533 | HFD2110 | G | The Eaton HFD2110 Molded Case Circuit Breaker is in the C Series and has 2 Pole(s). The module has 110 Trip Amps and a Thermal-Magnetic Trip Unit. | 98.6395
49534 | HFD2125 | G | The Eaton HFD2125 Molded Case Circuit Breaker is in the C Series and has 2 Pole(s). The module has 125 Trip Amps and a Thermal-Magnetic Trip Unit. | 99.3197
49535 | HFD2150 | G | The Eaton HFD2150 Molded Case Circuit Breaker is in the C Series and has 2 Pole(s). The module has 150 Trip Amps and a Thermal-Magnetic Trip Unit. | 98.6395
49536 | HFD2175 | G | The Eaton HFD2175 Molded Case Circuit Breaker is in the C Series and has 2 Pole(s). The module has 175 Trip Amps and a Thermal-Magnetic Trip Unit. | 99.3197
49537 | HFD2200 | G | The Eaton HFD2200 Molded Case Circuit Breaker is in the C Series and has 2 Pole(s). The module has 200 Trip Amps and a Thermal-Magnetic Trip Unit. | 98.6395
49538 | HFD2225 | G | The Eaton HFD2225 Molded Case Circuit Breaker is in the C Series and has 2 Pole(s). The module has 225 Trip Amps and a Thermal-Magnetic Trip Unit. | 99.3197
49539 | HFD3015 | G | <p>The Eaton HFD3015 Molded Case Circuit Breaker is in the C Series and has 3 Pole(s). The module has 15 Trip Amps and a Thermal-Magnetic Trip Unit.</p> | 96.3211
49540 | HFD3020 | G | The Eaton HFD3020 Molded Case Circuit Breaker is in the C Series and has 3 Pole(s). The module has 20 Trip Amps and a Thermal-Magnetic Trip Unit. | 99.3151
49541 | HFD3025 | G | The Eaton HFD3025 Molded Case Circuit Breaker is in the C Series and has 3 Pole(s). The module has 25 Trip Amps and a Thermal-Magnetic Trip Unit. | 99.3151
49542 | HFD3030 | G | The Eaton HFD3030 Molded Case Circuit Breaker is in the C Series and has 3 Pole(s). The module has 30 Trip Amps and a Thermal-Magnetic Trip Unit. | 99.3151
49543 | HFD3035 | G | The Eaton HFD3035 Molded Case Circuit Breaker is in the C Series and has 3 Pole(s). The module has 35 Trip Amps and a Thermal-Magnetic Trip Unit. | 99.3151
49544 | HFD3040 | G | The Eaton HFD3040 Molded Case Circuit Breaker is in the C Series and has 3 Pole(s). The module has 40 Trip Amps and a Thermal-Magnetic Trip Unit. | 99.3151
49545 | HFD3045 | G | The Eaton HFD3045 Molded Case Circuit Breaker is in the C Series and has 3 Pole(s). The module has 45 Trip Amps and a Thermal-Magnetic Trip Unit. | 99.3151
49546 | HFD3050 | G | The Eaton HFD3050 Molded Case Circuit Breaker is in the C Series and has 3 Pole(s). The module has 50 Trip Amps and a Thermal-Magnetic Trip Unit. | 99.3151
49547 | HFD3060 | G | The Eaton HFD3060 Molded Case Circuit Breaker is in the C Series and has 3 Pole(s). The module has 60 Trip Amps and a Thermal-Magnetic Trip Unit. | 99.3151
49548 | HFD3070 | G | The Eaton HFD3070 Molded Case Circuit Breaker is in the C Series and has 3 Pole(s). The module has 70 Trip Amps and a Thermal-Magnetic Trip Unit. | 99.3151
49549 | HFD3080 | G | The Eaton HFD3080 Molded Case Circuit Breaker is in the C Series and has 3 Pole(s). The module has 80 Trip Amps and a Thermal-Magnetic Trip Unit. | 99.3151
49550 | HFD3090 | G | The Eaton HFD3090 Molded Case Circuit Breaker is in the C Series and has 3 Pole(s). The module has 90 Trip Amps and a Thermal-Magnetic Trip Unit. | 99.3151
49551 | HFD3100 | G | The Eaton HFD3100 Molded Case Circuit Breaker is in the C Series and has 3 Pole(s). The module has 100 Trip Amps and a Thermal-Magnetic Trip Unit. | 99.3197
49711 | HFD3100K | G | The Eaton HFD3100K Molded Case Switch is in the C Series and has 3 Pole(s). The module has 100 Trip Amps.
49552 | HFD3110 | G | The Eaton HFD3110 Molded Case Circuit Breaker is in the C Series and has 3 Pole(s). The module has 110 Trip Amps and a Thermal-Magnetic Trip Unit. | 99.3197
49553 | HFD3125 | G | The Eaton HFD3125 Molded Case Circuit Breaker is in the C Series and has 3 Pole(s). The module has 125 Trip Amps and a Thermal-Magnetic Trip Unit. | 99.3197
49554 | HFD3150 | G | The Eaton HFD3150 Molded Case Circuit Breaker is in the C Series and has 3 Pole(s). The module has 150 Trip Amps and a Thermal-Magnetic Trip Unit. | 99.3197
49555 | HFD3175 | G | The Eaton HFD3175 Molded Case Circuit Breaker is in the C Series and has 3 Pole(s). The module has 175 Trip Amps and a Thermal-Magnetic Trip Unit. | 99.3197
49556 | HFD3200 | G | The Eaton HFD3200 Molded Case Circuit Breaker is in the C Series and has 3 Pole(s). The module has 200 Trip Amps and a Thermal-Magnetic Trip Unit. | 99.3197
49557 | HFD3225 | G | The Eaton HFD3225 Molded Case Circuit Breaker is in the C Series and has 3 Pole(s). The module has 225 Trip Amps and a Thermal-Magnetic Trip Unit. | 99.3197
49715 | HFD3225K | G | The Eaton HFD3225K Molded Case Switch is in the C Series and has 3 Pole(s). The module has 225 Trip Amps.
49561 | HFD4030 | G | The Eaton HFD4030 Molded Case Circuit Breaker is in the C Series and has 4 Pole(s). The module has 30 Trip Amps and a Thermal-Magnetic Trip Unit. | 99.3151
49563 | HFD4040 | G | The Eaton HFD4040 Molded Case Circuit Breaker is in the C Series and has 4 Pole(s). The module has 40 Trip Amps and a Thermal-Magnetic Trip Unit. | 98.6301
49565 | HFD4050 | G | The Eaton HFD4050 Molded Case Circuit Breaker is in the C Series and has 4 Pole(s). The module has 50 Trip Amps and a Thermal-Magnetic Trip Unit. | 98.6301
49566 | HFD4060 | G | The Eaton HFD4060 Molded Case Circuit Breaker is in the C Series and has 4 Pole(s). The module has 60 Trip Amps and a Thermal-Magnetic Trip Unit. | 98.6301
49568 | HFD4080 | G | The Eaton HFD4080 Molded Case Circuit Breaker is in the C Series and has 4 Pole(s). The module has 80 Trip Amps and a Thermal-Magnetic Trip Unit. | 98.2935
49570 | HFD4100 | G | The Eaton HFD4100 Molded Case Circuit Breaker is in the C Series and has 4 Pole(s). The module has 100 Trip Amps and a Thermal-Magnetic Trip Unit. | 99.3197
49647 | HFDE308032 | G | The Eaton HFDE308032 Molded Case Circuit Breaker is in the C Series and has 3 Pole(s). The module has 80 Trip Amps and a 310+ Trip Unit. | 99.2701
49646 | HFDE308033 | G | The Eaton HFDE308033 Molded Case Circuit Breaker is in the C Series and has 3 Pole(s). The module has 80 Trip Amps and a 310+ Trip Unit. | 99.2701
49648 | HFDE308035 | G | The Eaton HFDE308035 Molded Case Circuit Breaker is in the C Series and has 3 Pole(s). The module has 80 Trip Amps and a 310+ Trip Unit. | 99.2701
49649 | HFDE308036 | G | The Eaton HFDE308036 Molded Case Circuit Breaker is in the C Series and has 3 Pole(s). The module has 80 Trip Amps and a 310+ Trip Unit. | 98.5401
49675 | HFDE310021 | G | The Eaton HFDE310021 Molded Case Circuit Breaker is in the C Series and has 3 Pole(s). The module has 100 Trip Amps and a 210+ Trip Unit. | 95.6835
49651 | HFDE316032 | G | The Eaton HFDE316032 Molded Case Circuit Breaker is in the C Series and has 3 Pole(s). The module has 160 Trip Amps and a 310+ Trip Unit. | 99.2754
49650 | HFDE316033 | G | The Eaton HFDE316033 Molded Case Circuit Breaker is in the C Series and has 3 Pole(s). The module has 160 Trip Amps and a 310+ Trip Unit. | 99.2754
49652 | HFDE316035 | G | The Eaton HFDE316035 Molded Case Circuit Breaker is in the C Series and has 3 Pole(s). The module has 160 Trip Amps and a 310+ Trip Unit. | 99.2754
49653 | HFDE316036 | G | The Eaton HFDE316036 Molded Case Circuit Breaker is in the C Series and has 3 Pole(s). The module has 160 Trip Amps and a 310+ Trip Unit. | 99.2806
49655 | HFDE322532 | G | The Eaton HFDE322532 Molded Case Circuit Breaker is in the C Series and has 3 Pole(s). The module has 225 Trip Amps and a 310+ Trip Unit. | 99.2754
49654 | HFDE322533 | G | The Eaton HFDE322533 Molded Case Circuit Breaker is in the C Series and has 3 Pole(s). The module has 225 Trip Amps and a 310+ Trip Unit. | 99.2754
49657 | HFDE322536 | G | The Eaton HFDE322536 Molded Case Circuit Breaker is in the C Series and has 3 Pole(s). The module has 225 Trip Amps and a 310+ Trip Unit. | 99.2754
48916 | HJD2100 | G | The Eaton HJD2100 Molded Case Circuit Breaker operates with 2 Poles and 100 Amps. The module has a J Frame and a 65 kAIC @ 480 Vac. | 98.4848
48925 | HJD2175 | G | The Eaton HJD2175 Molded Case Circuit Breaker operates with 2 Poles and 175 Amps. The module has a J Frame and a 65 kAIC @ 480 Vac. | 98.4848
48928 | HJD2200 | G | <p>The Eaton HJD2200 Molded Case Circuit Breaker operates with 2 Poles and 200 Amps. The module has a J Frame and a 65 kAIC @ 480 Vac.</p> | 95.203
48934 | HJD2250 | G | The Eaton HJD2250 Molded Case Circuit Breaker operates with 2 Poles and 250 Amps. The module has a J Frame and a 65 kAIC @ 480 Vac. | 98.4848
48982 | HJD2250F | G | The Eaton HJD2250F Frame operates with 2 Poles and 250 Amps. The module has a J Frame and a 65 kAIC @ 480 Vac.
49052 | HJD2250KW | G | The Eaton HJD2250KW Molded Case Switch operates with 2 Poles and 250 Amps. The module has a J Frame and 4.13 x 10 x 4.06 in. Dimensions (W x H x D). | 98.3165
48937 | HJD3070 | G | The Eaton HJD3070 Molded Case Circuit Breaker operates with 3 Poles and 70 Amps. The module has a J Frame and a 65 kAIC @ 480 Vac. | 98.4733
48940 | HJD3090 | G | The Eaton HJD3090 Molded Case Circuit Breaker operates with 3 Poles and 90 Amps. The module has a J Frame and a 65 kAIC @ 480 Vac. | 98.4615
48943 | HJD3100 | G | The Eaton HJD3100 Molded Case Circuit Breaker operates with 3 Poles and 100 Amps. The module has a J Frame and a 65 kAIC @ 480 Vac. | 98.4848
48946 | HJD3125 | G | The Eaton HJD3125 Molded Case Circuit Breaker operates with 3 Poles and 125 Amps. The module has a J Frame and a 65 kAIC @ 480 Vac. | 98.4848
48949 | HJD3150 | G | The Eaton HJD3150 Molded Case Circuit Breaker operates with 3 Poles and 150 Amps. The module has a J Frame and a 65 kAIC @ 480 Vac. | 98.4848
48952 | HJD3175 | G | The Eaton HJD3175 Molded Case Circuit Breaker operates with 3 Poles and 175 Amps. The module has a J Frame and a 65 kAIC @ 480 Vac. | 98.4733
48955 | HJD3200 | G | The Eaton HJD3200 Molded Case Circuit Breaker operates with 3 Poles and 200 Amps. The module has a J Frame and a 65 kAIC @ 480 Vac. | 98.4848
48958 | HJD3225 | G | The Eaton HJD3225 Molded Case Circuit Breaker operates with 3 Poles and 225 Amps. The module has a J Frame and a 65 kAIC @ 480 Vac. | 98.4848
48961 | HJD3250 | G | The Eaton HJD3250 Molded Case Circuit Breaker operates with 3 Poles and 250 Amps. The module has a J Frame and a 65 kAIC @ 480 Vac. | 98.4848
48985 | HJD3250F | G | The Eaton HJD3250F Frame operates with 3 Poles and 250 Amps. The module has a J Frame and a 65 kAIC @ 480 Vac.
48979 | HJD4250 | G | The Eaton HJD4250 Molded Case Circuit Breaker operates with 4 Poles and 250 Amps. The module has a J Frame and a 65 kAIC @ 480 Vac. | 96.9466
48988 | HJD4250F | G | The Eaton HJD4250F Frame operates with 4 Poles and 250 Amps. The module has a J Frame and a 65 kAIC @ 480 Vac.
48598 | HKD2250 | G | The HKD2250 Molded Case Circuit Breaker operates with 2 Poles and 250 Amps. The Thermal-Magnetic Molded Case Circuit Breaker is in the C Series and has a 10 lbs Weight. | 99.1098
48599 | HKD2300 | G | The HKD2300 Molded Case Circuit Breaker operates with 2 Poles and 300 Amps. The Thermal-Magnetic Molded Case Circuit Breaker is in the C Series and has a 10 lbs Weight. | 99.4083
48601 | HKD2400 | G | The HKD2400 Molded Case Circuit Breaker operates with 2 Poles and 400 Amps. The Thermal-Magnetic Molded Case Circuit Breaker is in the C Series and has a 10 lbs Weight. | 99.4083
48889 | HKD2400F | G | The HKD2400F Frame operates with 2 Poles and 400 Amps. The Thermal-Magnetic Frame is in the C Series and has a 8.5 lbs Weight. | 98.8142
48898 | HKD2400K | G | The HKD2400K Molded Case Switch operates with 2 Poles and 400 Amps. The Thermal-Magnetic Molded Case Switch is in the C Series and has a 7.5 lbs Weight. | 97.7199
48602 | HKD3100 | G | The HKD3100 Molded Case Circuit Breaker operates with 3 Poles and 100 Amps. The Thermal-Magnetic Molded Case Circuit Breaker is in the C Series and has a 11.5 lbs Weight. | 99.4152
48603 | HKD3125 | G | The HKD3125 Molded Case Circuit Breaker operates with 3 Poles and 125 Amps. The Thermal-Magnetic Molded Case Circuit Breaker is in the C Series and has a 11.5 lbs Weight. | 99.4152
48818 | HKD3125T107W | G | The HKD3125T107W Molded Case Circuit Breaker operates with 3 Poles and 125 Amps. The OPTIM Molded Case Circuit Breaker is in the C Series and has a 11.5 lbs Weight. | 99.0937
48604 | HKD3150 | G | The HKD3150 Molded Case Circuit Breaker operates with 3 Poles and 150 Amps. The Thermal-Magnetic Molded Case Circuit Breaker is in the C Series and has a 11.5 lbs Weight. | 99.4152
48605 | HKD3175 | G | The HKD3175 Molded Case Circuit Breaker operates with 3 Poles and 175 Amps. The Thermal-Magnetic Molded Case Circuit Breaker is in the C Series and has a 11.5 lbs Weight. | 99.4152
48606 | HKD3200 | G | The HKD3200 Molded Case Circuit Breaker operates with 3 Poles and 200 Amps. The Thermal-Magnetic Molded Case Circuit Breaker is in the C Series and has a 11.5 lbs Weight. | 99.4152
48607 | HKD3225 | G | The HKD3225 Molded Case Circuit Breaker operates with 3 Poles and 225 Amps. The Thermal-Magnetic Molded Case Circuit Breaker is in the C Series and has a 11.5 lbs Weight. | 99.4152
48608 | HKD3250 | G | The HKD3250 Molded Case Circuit Breaker operates with 3 Poles and 250 Amps. The Thermal-Magnetic Molded Case Circuit Breaker is in the C Series and has a 11.5 lbs Weight. | 99.4152
48816 | HKD3250T106W | G | The HKD3250T106W Molded Case Circuit Breaker operates with 3 Poles and 250 Amps. The OPTIM Molded Case Circuit Breaker is in the C Series and has a 11.5 lbs Weight. | 99.3939
48819 | HKD3250T107W | G | The HKD3250T107W Molded Case Circuit Breaker operates with 3 Poles and 250 Amps. The OPTIM Molded Case Circuit Breaker is in the C Series and has a 11.5 lbs Weight. | 98.7879
48795 | HKD3250T56W | G | The HKD3250T56W Molded Case Circuit Breaker operates with 3 Poles and 250 Amps. The OPTIM Molded Case Circuit Breaker is in the C Series and has a 11.5 lbs Weight. | 99.0881
48609 | HKD3300 | G | The HKD3300 Molded Case Circuit Breaker operates with 3 Poles and 300 Amps. The Thermal-Magnetic Molded Case Circuit Breaker is in the C Series and has a 11.5 lbs Weight. | 99.4152
48610 | HKD3350 | G | The HKD3350 Molded Case Circuit Breaker operates with 3 Poles and 350 Amps. The Thermal-Magnetic Molded Case Circuit Breaker is in the C Series and has a 11.5 lbs Weight. | 99.4152
48611 | HKD3400 | G | The HKD3400 Molded Case Circuit Breaker operates with 3 Poles and 400 Amps. The Thermal-Magnetic Molded Case Circuit Breaker is in the C Series and has a 11.5 lbs Weight. | 99.4186
48890 | HKD3400F | G | The HKD3400F Frame operates with 3 Poles and 400 Amps. The Thermal-Magnetic Frame is in the C Series and has a 8.5 lbs Weight. | 99.2126
48900 | HKD3400K | G | The HKD3400K Molded Case Switch operates with 3 Poles and 400 Amps. The Thermal-Magnetic Molded Case Switch is in the C Series and has a 14.5 lbs Weight. | 98.7013
48820 | HKD3400T107W | G | The HKD3400T107W Molded Case Circuit Breaker operates with 3 Poles and 400 Amps. The OPTIM Molded Case Circuit Breaker is in the C Series and has a 11.5 lbs Weight. | 96.3636
48796 | HKD3400T56W | G | <p>The HKD3400T56W Molded Case Circuit Breaker operates with 3 Poles and 400 Amps. The OPTIM Molded Case Circuit Breaker is in the C Series and has a 11.5 lbs Weight.</p> | 95.8333
48312 | HLD2300 | G | The Eaton HLD2300 Molded Case Circuit Breaker operates with 2 Poles and 300 Amps. The module has a L Frame and a Thermal-Magnetic Unit Type. | 98.5816
48314 | HLD2400 | G | The Eaton HLD2400 Molded Case Circuit Breaker operates with 2 Poles and 400 Amps. The module has a L Frame and a Thermal-Magnetic Unit Type. | 98.5816
48316 | HLD2500 | G | The Eaton HLD2500 Molded Case Circuit Breaker operates with 2 Poles and 500 Amps. The module has a L Frame and a Thermal-Magnetic Unit Type. | 98.5816
48317 | HLD2600 | G | The Eaton HLD2600 Molded Case Circuit Breaker operates with 2 Poles and 600 Amps. The module has a L Frame and a Thermal-Magnetic Unit Type. | 99.2908
48539 | HLD2600F | G | The Eaton HLD2600F Frame operates with 2 Poles and 600 Amps. The module has a L Frame and a High Interrupting Capacity Unit Type. | 98.4615
48318 | HLD3300 | G | The Eaton HLD3300 Molded Case Circuit Breaker operates with 3 Poles and 300 Amps. The module has a L Frame and a Thermal-Magnetic Unit Type. | 98.5816
48319 | HLD3350 | G | The Eaton HLD3350 Molded Case Circuit Breaker operates with 3 Poles and 350 Amps. The module has a L Frame and a Thermal-Magnetic Unit Type. | 99.2908
48320 | HLD3400 | G | The Eaton HLD3400 Molded Case Circuit Breaker operates with 3 Poles and 400 Amps. The module has a L Frame and a Thermal-Magnetic Unit Type. | 99.2908
48447 | HLD3400T107W | G | The Eaton HLD3400T107W Molded Case Circuit Breaker operates with 3 Poles and 400 Amps. The module has a L Frame and a OPTIM Unit Type. | 98.5185
48321 | HLD3450 | G | The Eaton HLD3450 Molded Case Circuit Breaker operates with 3 Poles and 450 Amps. The module has a L Frame and a Thermal-Magnetic Unit Type. | 99.2908
48322 | HLD3500 | G | The Eaton HLD3500 Molded Case Circuit Breaker operates with 3 Poles and 500 Amps. The module has a L Frame and a Thermal-Magnetic Unit Type. | 99.2908
48323 | HLD3600 | G | The Eaton HLD3600 Molded Case Circuit Breaker operates with 3 Poles and 600 Amps. The module has a L Frame and a Thermal-Magnetic Unit Type. | 99.2958
48444 | HLD3600T106W | G | The Eaton HLD3600T106W Molded Case Circuit Breaker operates with 3 Poles and 600 Amps. The module has a L Frame and a OPTIM Unit Type. | 99.2593
48448 | HLD3600T107W | G | The Eaton HLD3600T107W Molded Case Circuit Breaker operates with 3 Poles and 600 Amps. The module has a L Frame and a OPTIM Unit Type. | 97.037
48358 | HLDB3600FT33W | G | The Eaton HLDB3600FT33W Molded Case Circuit Breaker operates with 3 Poles and 600 Amps. The module has a L Frame and a Thermal-Magnetic Unit Type. | 99.3197
48360 | HLDB3600FT35W | G | The Eaton HLDB3600FT35W Molded Case Circuit Breaker operates with 3 Poles and 600 Amps. The module has a L Frame and a Thermal-Magnetic Unit Type. | 98.6395
48198 | HMDL2600 | G | <p>The Eaton HMDL2600 Molded Case Circuit Breaker operates with 2 Poles and 600 Amps. It also has a F Frame and a Thermal Magnetic Unit Type.</p> | 97.6109
48276 | HMDL2800F | G | <p>The Eaton HMDL2800F Frame operates with 2 Poles and 800 Amps. It also has a F Frame and a Thermal Magnetic Unit Type.</p>
48209 | HMDL3300 | G | The Eaton HMDL3300 Molded Case Circuit Breaker operates with 3 Poles and 300 Amps. It also has a F Frame and a Thermal Magnetic Unit Type. | 98.5612
48211 | HMDL3400 | G | The Eaton HMDL3400 Molded Case Circuit Breaker operates with 3 Poles and 400 Amps. It also has a F Frame and a Thermal Magnetic Unit Type. | 98.5612
48212 | HMDL3450 | G | The Eaton HMDL3450 Molded Case Circuit Breaker operates with 3 Poles and 450 Amps. It also has a F Frame and a Thermal Magnetic Unit Type. | 98.5612
48213 | HMDL3500 | G | The Eaton HMDL3500 Molded Case Circuit Breaker operates with 3 Poles and 500 Amps. It also has a F Frame and a Thermal Magnetic Unit Type. | 98.5612
48214 | HMDL3600 | G | The Eaton HMDL3600 Molded Case Circuit Breaker operates with 3 Poles and 600 Amps. It also has a F Frame and a Thermal Magnetic Unit Type. | 98.5612
48215 | HMDL3700 | G | The Eaton HMDL3700 Molded Case Circuit Breaker operates with 3 Poles and 700 Amps. It also has a F Frame and a Thermal Magnetic Unit Type. | 98.5612
48216 | HMDL3800 | G | The Eaton HMDL3800 Molded Case Circuit Breaker operates with 3 Poles and 800 Amps. It also has a F Frame and a Thermal Magnetic Unit Type. | 99.2857
48275 | HMDL3800F | G | The Eaton HMDL3800F Frame operates with 3 Poles and 800 Amps. It also has a F Frame and a Thermal Magnetic Unit Type.
48246 | HMDLB3600 | G | The Eaton HMDLB3600 Molded Case Circuit Breaker operates with 3 Poles and 600 Amps. It also has a F Frame and a 310+ Unit Type. | 98.4375
70673 | HMX34AG8D022-N | G | <p>The HMX34AG8D022-N drive is an HVAC drive used for pumping applications. It has no braking chopper circuit.</p>
48141 | HND312T106W | G | The HND312T106W Molded Case Circuit Breaker operates with 3 Poles and 1200 Amps. The module also has a N Frame and a Model 1050 Trip Model. | 99.6441
48142 | HND312T107W | G | <p>The HND312T107W Molded Case Circuit Breaker operates with 3 Poles and 1200 Amps. The module also has a N Frame and a Model 1050 Trip Model.</p> | 98.9831
48126 | HND312T52W | G | The HND312T52W Molded Case Circuit Breaker operates with 3 Poles and 1200 Amps. The module also has a N Frame and a Model 550 Trip Model. | 99.639
48127 | HND312T56W | G | The HND312T56W Molded Case Circuit Breaker operates with 3 Poles and 1200 Amps. The module also has a N Frame and a Model 550 Trip Model. | 98.917
48139 | HND3800T106W | G | The HND3800T106W Molded Case Circuit Breaker operates with 3 Poles and 800 Amps. The module also has a N Frame and a Model 1050 Trip Model. | 99.2857
48140 | HND3800T107W | G | The HND3800T107W Molded Case Circuit Breaker operates with 3 Poles and 800 Amps. The module also has a N Frame and a Model 1050 Trip Model. | 99.2857
48123 | HND3800T52W | G | <p>The HND3800T52W Molded Case Circuit Breaker operates with 3 Poles and 800 Amps. The module also has a N Frame and a Model 550 Trip Model.</p> | 99.3103
55512 | HVX00111BACJ | G | Eaton- 1 HP VFD Drive HVX 9000
55511 | HVX001A1-2A1B1 | G | Eaton- AC Drive,Var.Freq.,1HP,4.8A,208-240VAC HVX 9000
55508 | HVX002A1-4A1B1 | G | Eaton- AC Drive,Var.Freq.,2HP,4.3A,380-500V HVX 9000
55510 | HVX00311B1CJ | G | Eaton- 3 HP VFD Drive HVX 9000
55507 | HVX003A1-2A1B1 | G | Eaton- AC Drive,Var.Freq.,3HP,11A,208-240VAC HVX 9000
55509 | HVX003A1-4A1B1 | G | Eaton- AC Drive,Var.Freq.,3HP,5.6A,380-500V HVX 9000
55506 | HVX003A2-4A1B1 | G | Eaton- AC Drive,Variable Frequency,3HP,5.6A,380-500VAC HVX 9000
55515 | HVX00511B1P6 | G | Eaton- AC Drive, Variable Frequency, Max HP 5, Max Output Amps 16.7, 208VAC Voltage HVX 9000
55514 | HVX00514B1 | G | Eaton- Intellipass Integrated Drive Bypass HVX 9000
55513 | HVX00514B1CB | G | Eaton DRIVE 7.6AMP 3PHASE 480VAC 50/60HZ HVX 9000
55516 | HVX00514B1P6 | G | Eaton- AC Drive,Variable Frequency,5HP,7.6A,480VAC HVX 9000
55517 | HVX007A1-4A1B1 | G | Eaton- AC Drive,Variable Frequency,7.5HP,12A,380-500V HVX 9000
55518 | HVX007A2-4A1B1 | G | Eaton- AC Drive,Var.Freq.,7.5HP,12A,380-500VAC HVX 9000
55519 | HVX01031B1SA | G | Eaton- DRIVE AC 10HP 208V NEAM3R HVX 9000
55520 | HVX010A1-2A1B1 | G | Eaton- 10HP DRIVE HVX 9000
55521 | HVX010A1-4A1B1 | G | Eaton- AC Drive,Var.Freq.,10HP,16A,380-500V HVX 9000
55522 | HVX015A1-2A1B1 | G | Eaton- AC Drive,Variable Frequency,15HP,48A,208-240VAC HVX 9000
55523 | HVX015A2-4A1B1 | G | Eaton- AC Drive,Var.Freq.,15HP,23A,380-500VAC HVX 9000
55524 | HVX02011B1CBP6 | G | Eaton- 208 VOLT 3 PHASE NEMA TYPE 1 WITH INTELLIPASS HVX 9000
55525 | HVX02014B1 | G | Eaton- 480V Drive HVX 9000
55526 | HVX020A1-2A1B1 | G | Eaton- 20HP 240V AC DRIVE HVX 9000
55527 | HVX020A2-2A1B1 | G | Eaton- AC Drive,Variable Frequency,20HP,61A,208-240VAC HVX 9000
55528 | HVX020A2-4A1B1 | G | Eaton- AC Drive,Variable Frequency,20HP,31A,380-500VAC HVX 9000
55529 | HVX025A1-2A1N1 | G | Eaton- AC Drive,Variable Frequency,25HP,75A,208-240VAC HVX 9000
55530 | HVX025A2-4A1B1 | G | Eaton- AC Drive,Variable Frequency,25HP,38A,380-500VAC HVX 9000
55531 | HVX03031N1SA | G | Eaton- DRIVE AC 30HP HVX 9000
55532 | HVX03034B1C2 | G | Eaton- Adjustable Frequency Drive 3R w/ Intellipass, 480VAC, 3Phase HVX 9000
55533 | HVX030A2-4A1B1CB | G | Eaton- 30 HP VS Drive HVX 9000
55534 | HVX040A2-4A1B1 | G | Eaton- AC Drive,Variable Frequency,40HP,61A,380-500VAC HVX 9000
55535 | HVX050A1-4A1N1 | G | Eaton- AC Drive,Variable Frequency,50HP,72A,380-500V HVX 9000
55536 | HVX075A1-4A1N1 | G | Eaton- AC Drive,Variable Frequency,75HP,105A,380-500V HVX 9000
55537 | HVX250A2-4A1N1 | G | Eaton- 250HP AC VS Drive 480V 300A 250 HP HVX 9000
48915 | JD2100 | G | The Eaton JD2100 Molded Case Circuit Breaker operates with 2 Poles and 100 Amps. The module has a J Frame and a 35 kAIC @ 480 Vac. | 98.8593
48921 | JD2150 | G | The Eaton JD2150 Molded Case Circuit Breaker operates with 2 Poles and 150 Amps. The module has a J Frame and a 35 kAIC @ 480 Vac. | 98.8506
48927 | JD2200 | G | The Eaton JD2200 Molded Case Circuit Breaker operates with 2 Poles and 200 Amps. The module has a J Frame and a 35 kAIC @ 480 Vac. | 98.8506
48930 | JD2225 | G | The Eaton JD2225 Molded Case Circuit Breaker operates with 2 Poles and 225 Amps. The module has a J Frame and a 35 kAIC @ 480 Vac. | 98.8506
48933 | JD2250 | G | The Eaton JD2250 Molded Case Circuit Breaker operates with 2 Poles and 250 Amps. The module has a J Frame and a 35 kAIC @ 480 Vac. | 98.8593
48981 | JD2250F | G | The Eaton JD2250F Frame operates with 2 Poles and 250 Amps. The module has a J Frame and a 35 kAIC @ 480 Vac.
48936 | JD3070 | G | The Eaton JD3070 Molded Case Circuit Breaker operates with 3 Poles and 70 Amps. The module has a J Frame and a 35 kAIC @ 480 Vac. | 98.8506
48939 | JD3090 | G | The Eaton JD3090 Molded Case Circuit Breaker operates with 3 Poles and 90 Amps. The module has a J Frame and a 35 kAIC @ 480 Vac. | 98.8506
48942 | JD3100 | G | The Eaton JD3100 Molded Case Circuit Breaker operates with 3 Poles and 100 Amps. The module has a J Frame and a 35 kAIC @ 480 Vac. | 98.8593
48945 | JD3125 | G | The Eaton JD3125 Molded Case Circuit Breaker operates with 3 Poles and 125 Amps. The module has a J Frame and a 35 kAIC @ 480 Vac. | 98.8593
48948 | JD3150 | G | The Eaton JD3150 Molded Case Circuit Breaker operates with 3 Poles and 150 Amps. The module has a J Frame and a 35 kAIC @ 480 Vac. | 98.8593
48951 | JD3175 | G | The Eaton JD3175 Molded Case Circuit Breaker operates with 3 Poles and 175 Amps. The module has a J Frame and a 35 kAIC @ 480 Vac. | 98.8593
48954 | JD3200 | G | The Eaton JD3200 Molded Case Circuit Breaker operates with 3 Poles and 200 Amps. The module has a J Frame and a 35 kAIC @ 480 Vac. | 98.8593
48957 | JD3225 | G | The Eaton JD3225 Molded Case Circuit Breaker operates with 3 Poles and 225 Amps. The module has a J Frame and a 35 kAIC @ 480 Vac. | 98.8593
48960 | JD3250 | G | The Eaton JD3250 Molded Case Circuit Breaker operates with 3 Poles and 250 Amps. The module has a J Frame and a 35 kAIC @ 480 Vac. | 98.8593
48984 | JD3250F | G | The Eaton JD3250F Frame operates with 3 Poles and 250 Amps. The module has a J Frame and a 35 kAIC @ 480 Vac.
49054 | JD3250KW | G | The Eaton JD3250KW Molded Case Switch operates with 3 Poles and 250 Amps. The module has a J Frame and 4.13 x 10 x 4.06 in. Dimensions (W x H x D). | 99.6633
48972 | JD4200 | G | The Eaton JD4200 Molded Case Circuit Breaker operates with 4 Poles and 200 Amps. The module has a J Frame and a 35 kAIC @ 480 Vac. | 98.4733
48978 | JD4250 | G | The Eaton JD4250 Molded Case Circuit Breaker operates with 4 Poles and 250 Amps. The module has a J Frame and a 35 kAIC @ 480 Vac. | 98.8593
48987 | JD4250F | G | The Eaton JD4250F Frame operates with 4 Poles and 250 Amps. The module has a J Frame and a 35 kAIC @ 480 Vac.
48995 | JDB2100 | G | The Eaton JDB2100 Molded Case Circuit Breaker operates with 2 Poles and 100 Amps. The module has a J Frame and a kAIC @ 480 Vac. | 98.4615
48997 | JDB2125 | G | The Eaton JDB2125 Molded Case Circuit Breaker operates with 2 Poles and 125 Amps. The module has a J Frame and a kAIC @ 480 Vac. | 98.4615
48999 | JDB2150 | G | The Eaton JDB2150 Molded Case Circuit Breaker operates with 2 Poles and 150 Amps. The module has a J Frame and a kAIC @ 480 Vac. | 98.4615
49001 | JDB2175 | G | The Eaton JDB2175 Molded Case Circuit Breaker operates with 2 Poles and 175 Amps. The module has a J Frame and a kAIC @ 480 Vac. | 98.4615
49003 | JDB2200 | G | The Eaton JDB2200 Molded Case Circuit Breaker operates with 2 Poles and 200 Amps. The module has a J Frame and a kAIC @ 480 Vac. | 98.4615
49002 | JDB2200W | G | The Eaton JDB2200W Molded Case Circuit Breaker operates with 2 Poles and 200 Amps. The module has a J Frame and a kAIC @ 480 Vac. | 99.6169
49005 | JDB2225 | G | The Eaton JDB2225 Molded Case Circuit Breaker operates with 2 Poles and 225 Amps. The module has a J Frame and a kAIC @ 480 Vac. | 98.4615
49004 | JDB2225W | G | The Eaton JDB2225W Molded Case Circuit Breaker operates with 2 Poles and 225 Amps. The module has a J Frame and a kAIC @ 480 Vac. | 99.6169
49007 | JDB2250 | G | The Eaton JDB2250 Molded Case Circuit Breaker operates with 2 Poles and 250 Amps. The module has a J Frame and a kAIC @ 480 Vac. | 98.4615
49006 | JDB2250W | G | The Eaton JDB2250W Molded Case Circuit Breaker operates with 2 Poles and 250 Amps. The module has a J Frame and a kAIC @ 480 Vac. | 99.6169
49009 | JDB3070 | G | The Eaton JDB3070 Molded Case Circuit Breaker operates with 3 Poles and 70 Amps. The module has a J Frame and a kAIC @ 480 Vac. | 98.4496
49008 | JDB3070W | G | The Eaton JDB3070W Molded Case Circuit Breaker operates with 3 Poles and 70 Amps. The module has a J Frame and a kAIC @ 480 Vac. | 99.6139
49011 | JDB3090 | G | The Eaton JDB3090 Molded Case Circuit Breaker operates with 3 Poles and 90 Amps. The module has a J Frame and a kAIC @ 480 Vac. | 98.0695
49013 | JDB3100 | G | The Eaton JDB3100 Molded Case Circuit Breaker operates with 3 Poles and 100 Amps. The module has a J Frame and a kAIC @ 480 Vac. | 98.4615
49012 | JDB3100W | G | The Eaton JDB3100W Molded Case Circuit Breaker operates with 3 Poles and 100 Amps. The module has a J Frame and a kAIC @ 480 Vac. | 99.6169
49015 | JDB3125 | G | The Eaton JDB3125 Molded Case Circuit Breaker operates with 3 Poles and 125 Amps. The module has a J Frame and a kAIC @ 480 Vac. | 98.4615
49014 | JDB3125W | G | The Eaton JDB3125W Molded Case Circuit Breaker operates with 3 Poles and 125 Amps. The module has a J Frame and a kAIC @ 480 Vac. | 99.6169
49017 | JDB3150 | G | The Eaton JDB3150 Molded Case Circuit Breaker operates with 3 Poles and 150 Amps. The module has a J Frame and a kAIC @ 480 Vac. | 98.4615
49016 | JDB3150W | G | The Eaton JDB3150W Molded Case Circuit Breaker operates with 3 Poles and 150 Amps. The module has a J Frame and a kAIC @ 480 Vac. | 99.6169
49019 | JDB3175 | G | The Eaton JDB3175 Molded Case Circuit Breaker operates with 3 Poles and 175 Amps. The module has a J Frame and a kAIC @ 480 Vac. | 96.9231
49018 | JDB3175W | G | The Eaton JDB3175W Molded Case Circuit Breaker operates with 3 Poles and 175 Amps. The module has a J Frame and a kAIC @ 480 Vac. | 99.6169
49021 | JDB3200 | G | The Eaton JDB3200 Molded Case Circuit Breaker operates with 3 Poles and 200 Amps. The module has a J Frame and a kAIC @ 480 Vac. | 98.4615
49020 | JDB3200W | G | The Eaton JDB3200W Molded Case Circuit Breaker operates with 3 Poles and 200 Amps. The module has a J Frame and a kAIC @ 480 Vac. | 99.6169
49023 | JDB3225 | G | The Eaton JDB3225 Molded Case Circuit Breaker operates with 3 Poles and 225 Amps. The module has a J Frame and a kAIC @ 480 Vac. | 98.4615
49022 | JDB3225W | G | The Eaton JDB3225W Molded Case Circuit Breaker operates with 3 Poles and 225 Amps. The module has a J Frame and a kAIC @ 480 Vac. | 99.6169
49055 | JDB3250KW | G | The Eaton JDB3250KW Molded Case Switch operates with 3 Poles and 250 Amps. The module has a J Frame and 4.13 x 10 x 4.06 in. Dimensions (W x H x D). | 96.6216
49024 | JDB3250W | G | The Eaton JDB3250W Molded Case Circuit Breaker operates with 3 Poles and 250 Amps. The module has a J Frame and a kAIC @ 480 Vac. | 99.6169
48932 | JDC2225 | G | The Eaton JDC2225 Molded Case Circuit Breaker operates with 2 Poles and 225 Amps. The module has a J Frame and a 100 kAIC @ 480 Vac. | 98.4962
48935 | JDC2250 | G | The Eaton JDC2250 Molded Case Circuit Breaker operates with 2 Poles and 250 Amps. The module has a J Frame and a 100 kAIC @ 480 Vac. | 98.4962
48983 | JDC2250F | G | The Eaton JDC2250F Frame operates with 2 Poles and 250 Amps. The module has a J Frame and a 100 kAIC @ 480 Vac.
48947 | JDC3125 | G | The Eaton JDC3125 Molded Case Circuit Breaker operates with 3 Poles and 125 Amps. The module has a J Frame and a 100 kAIC @ 480 Vac. | 98.4962
48950 | JDC3150 | G | The Eaton JDC3150 Molded Case Circuit Breaker operates with 3 Poles and 150 Amps. The module has a J Frame and a 100 kAIC @ 480 Vac. | 98.4962
48953 | JDC3175 | G | The Eaton JDC3175 Molded Case Circuit Breaker operates with 3 Poles and 175 Amps. The module has a J Frame and a 100 kAIC @ 480 Vac. | 98.0989
48956 | JDC3200 | G | The Eaton JDC3200 Molded Case Circuit Breaker operates with 3 Poles and 200 Amps. The module has a J Frame and a 100 kAIC @ 480 Vac. | 98.4962
48959 | JDC3225 | G | The Eaton JDC3225 Molded Case Circuit Breaker operates with 3 Poles and 225 Amps. The module has a J Frame and a 100 kAIC @ 480 Vac. | 98.4962
48962 | JDC3250 | G | The Eaton JDC3250 Molded Case Circuit Breaker operates with 3 Poles and 250 Amps. The module has a J Frame and a 100 kAIC @ 480 Vac. | 98.0989
48986 | JDC3250F | G | The Eaton JDC3250F Frame operates with 3 Poles and 250 Amps. The module has a J Frame and a 100 kAIC @ 480 Vac.
46373 | JGC3150FAG | G | The Eaton JGC3150FAG Molded Case Circuit Breaker has a JG Frame and 100 kA @ 480V. The module operates with 3 Pole(s) and 150 Amps. | 96.9697
46459 | JGE2250NN | G | The Eaton JGE2250NN Molded Case Circuit Breaker has a JG Frame and 25 kA @ 480V. The module operates with 2 Pole(s) and 225 Amps. | 97.6923
46268 | JGE3090FAG | G | The Eaton JGE3090FAG Molded Case Circuit Breaker has a JG Frame and 25 kA @ 480V. The module operates with 3 Pole(s) and 90 Amps. | 98.0843
46269 | JGE3100FAG | G | <p>The Eaton JGE3100FAG Molded Case Circuit Breaker has a JG Frame and 25 kA @ 480V. The module operates with 3 Pole(s) and 100 Amps.</p> | 97.1014
46270 | JGE3125FAG | G | The Eaton JGE3125FAG Molded Case Circuit Breaker has a JG Frame and 25 kA @ 480V. The module operates with 3 Pole(s) and 125 Amps. | 98.4733
46271 | JGE3150FAG | G | The Eaton JGE3150FAG Molded Case Circuit Breaker has a JG Frame and 25 kA @ 480V. The module operates with 3 Pole(s) and 150 Amps. | 99.6198
46673 | JGE3150FAGC | G | The Eaton JGE3150FAGC Molded Case Circuit Breaker has a JG Frame and 25 kA @ 480V. The module operates with 3 Pole(s) and 150 Amps. | 96.9697
46272 | JGE3175FAG | G | The Eaton JGE3175FAG Molded Case Circuit Breaker has a JG Frame and 25 kA @ 480V. The module operates with 3 Pole(s) and 175 Amps. | 98.4733
46273 | JGE3200FAG | G | The Eaton JGE3200FAG Molded Case Circuit Breaker has a JG Frame and 25 kA @ 480V. The module operates with 3 Pole(s) and 200 Amps. | 99.6198
46675 | JGE3200FAGC | G | The Eaton JGE3200FAGC Molded Case Circuit Breaker has a JG Frame and 25 kA @ 480V. The module operates with 3 Pole(s) and 200 Amps. | 98.4848
46274 | JGE3225FAG | G | The Eaton JGE3225FAG Molded Case Circuit Breaker has a JG Frame and 25 kA @ 480V. The module operates with 3 Pole(s) and 225 Amps. | 98.4733
46488 | JGE325032G | G | The Eaton JGE325032G Molded Case Circuit Breaker has a JG Frame and 25 kA at 480V. The module operates with 3 Pole(s) and 250 Amps. | 96.5779
46275 | JGE3250FAG | G | The Eaton JGE3250FAG Molded Case Circuit Breaker has a JG Frame and 25 kA @ 480V. The module operates with 3 Pole(s) and 250 Amps. | 98.4733
46462 | JGE3250NN | G | The Eaton JGE3250NN Molded Case Circuit Breaker has a JG Frame and 25 kA @ 480V. The module operates with 3 Pole(s) and 250 Amps. | 98.4615
46283 | JGE4100FAG | G | The Eaton JGE4100FAG Molded Case Circuit Breaker has a JG Frame and 25 kA @ 480V. The module operates with 4 Pole(s) and 100 Amps. | 98.4733
46287 | JGE4200FAG | G | The Eaton JGE4200FAG Molded Case Circuit Breaker has a JG Frame and 25 kA @ 480V. The module operates with 4 Pole(s) and 200 Amps. | 98.0989
46471 | JGE4250NN | G | The Eaton JGE4250NN Molded Case Circuit Breaker has a JG Frame and 25 kA @ 480V. The module operates with 4 Pole(s) and 250 Amps. | 98.4615
46344 | JGH3125FAG | G | <p>The Eaton JGH3125FAG Molded Case Circuit Breaker has a JG Frame and 65 kA @ 480V. The module operates with 3 Pole(s) and 125 Amps.</p> | 98.5507
46345 | JGH3150FAG | G | The Eaton JGH3150FAG Molded Case Circuit Breaker has a JG Frame and 65 kA at 480V. The module operates with 3 Pole(s) and 150 Amps. | 97.3384
46551 | JGH316032G | G | The Eaton JGH316032G Molded Case Circuit Breaker has a JG Frame and 65 kA @ 480V. The module operates with 3 Pole(s) and 160 Amps. | 95.057
46346 | JGH3175FAG | G | <p>The Eaton JGH3175FAG Molded Case Circuit Breaker has a JG Frame and 65 kA @ 480V. The module operates with 3 Pole(s) and 175 Amps.</p> | 95.6522
46347 | JGH3200FAG | G | The Eaton JGH3200FAG Molded Case Circuit Breaker has a JG Frame and 65 kA @ 480V. The module operates with 3 Pole(s) and 200 Amps. | 99.6198
46348 | JGH3225FAG | G | The Eaton JGH3225FAG Molded Case Circuit Breaker has a JG Frame and 65 kA @ 480V. The module operates with 3 Pole(s) and 225 Amps. | 98.4733
46544 | JGH325033G | G | <p>The Eaton JGH325033G Molded Case Circuit Breaker has a JG Frame and 65 kA @ 480V. The module operates with 3 Pole(s) and 250 Amps.</p> | 99.2754
46349 | JGH3250FAG | G | The Eaton JGH3250FAG Molded Case Circuit Breaker has a JG Frame and 65 kA @ 480V. The module operates with 3 Pole(s) and 250 Amps. | 98.4733
46464 | JGH3250NN | G | The Eaton JGH3250NN Molded Case Circuit Breaker has a JG Frame and 65 kA @ 480V. The module operates with 3 Pole(s) and 250 Amps. | 98.4615
46363 | JGH4250FAG | G | The Eaton JGH4250FAG Molded Case Circuit Breaker has a JG Frame and 65 kA @ 480V. The module operates with 4 Pole(s) and 250 Amps. | 98.0843
46473 | JGH4250NN | G | The Eaton JGH4250NN Molded Case Circuit Breaker has a JG Frame and 65 kA @ 480V. The module operates with 4 Pole(s) and 250 Amps. | 95.0192
46510 | JGS310033G | G | <p>The Eaton JGS310033G Molded Case Circuit Breaker has a JG Frame and 35 kA @ 480V. The module operates with 3 Pole(s) and 100 Amps.</p> | 95.6522
46306 | JGS3100FAG | G | The Eaton JGS3100FAG Molded Case Circuit Breaker has a JG Frame and 35 kA @ 480V. The module operates with 3 Pole(s) and 100 Amps. | 98.4733
46308 | JGS3150FAG | G | The Eaton JGS3150FAG Molded Case Circuit Breaker has a JG Frame and 35 kA @ 480V. The module operates with 3 Pole(s) and 150 Amps. | 98.4733
46519 | JGS316032G | G | The Eaton JGS316032G Molded Case Circuit Breaker has a JG Frame and 35 kA @ 480V. The module operates with 3 Pole(s) and 160 Amps. | 98.4733
46309 | JGS3175FAG | G | The Eaton JGS3175FAG Molded Case Circuit Breaker has a JG Frame and 35 kA @ 480V. The module operates with 3 Pole(s) and 175 Amps. | 96.9466
46310 | JGS3200FAG | G | <p>The Eaton JGS3200FAG Molded Case Circuit Breaker has a JG Frame and 35 kA @ 480V. The module operates with 3 Pole(s) and 200 Amps.</p> | 97.1014
46311 | JGS3225FAG | G | The Eaton JGS3225FAG Molded Case Circuit Breaker has a JG Frame and 35 kA @ 480V. The module operates with 3 Pole(s) and 225 Amps. | 98.4733
46512 | JGS325033G | G | The Eaton JGS325033G Molded Case Circuit Breaker has a JG Frame and 35 kA @ 480V. The module operates with 3 Pole(s) and 250 Amps. | 96.1832
46312 | JGS3250FAG | G | The Eaton JGS3250FAG Molded Case Circuit Breaker has a JG Frame and 35 kA @ 480V. The module operates with 3 Pole(s) and 250 Amps. | 98.4733
46463 | JGS3250NN | G | The Eaton JGS3250NN Molded Case Circuit Breaker has a JG Frame and 35 kA @ 480V. The module operates with 3 Pole(s) and 250 Amps. | 98.4615
46466 | JGU3250NN | G | <p>The Eaton JGU3250NN Molded Case Circuit Breaker has a JG Frame and 150 kA @ 480V. The module operates with 3 Pole(s) and 250 Amps.</p> | 96.3768
49026 | JT2070T | G | The Eaton JT2070T Thermal-Magnetic Trip Unit operates with 2 Poles and 70 Amps. The module has a J Frame and 4.13 x 10 x 4.06 in. Dimensions (W x H x D). | 98.7013
49028 | JT2100T | G | The Eaton JT2100T Thermal-Magnetic Trip Unit operates with 2 Poles and 100 Amps. The module has a J Frame and 4.13 x 10 x 4.06 in. Dimensions (W x H x D). | 98.7097
49029 | JT2125T | G | The Eaton JT2125T Thermal-Magnetic Trip Unit operates with 2 Poles and 125 Amps. The module has a J Frame and 4.13 x 10 x 4.06 in. Dimensions (W x H x D). | 98.7097
49030 | JT2150T | G | The Eaton JT2150T Thermal-Magnetic Trip Unit operates with 2 Poles and 150 Amps. The module has a J Frame and 4.13 x 10 x 4.06 in. Dimensions (W x H x D). | 98.7097
49031 | JT2175T | G | The Eaton JT2175T Thermal-Magnetic Trip Unit operates with 2 Poles and 175 Amps. The module has a J Frame and 4.13 x 10 x 4.06 in. Dimensions (W x H x D). | 98.7097
46750 | JT2200FA | G | The Eaton JT2200FA Trip Unit has a Thermal-Magnetic Unit Type and 2 Poles. The module operates with 200 Amps and a Fixed Adjustment Trip Unit. | 97.2028
49032 | JT2200T | G | The Eaton JT2200T Thermal-Magnetic Trip Unit operates with 2 Poles and 200 Amps. The module has a J Frame and 4.13 x 10 x 4.06 in. Dimensions (W x H x D). | 98.7097
49033 | JT2225T | G | The Eaton JT2225T Thermal-Magnetic Trip Unit operates with 2 Poles and 225 Amps. The module has a J Frame and 4.13 x 10 x 4.06 in. Dimensions (W x H x D). | 98.7097
49034 | JT2250T | G | The Eaton JT2250T Thermal-Magnetic Trip Unit operates with 2 Poles and 250 Amps. The module has a J Frame and 4.13 x 10 x 4.06 in. Dimensions (W x H x D). | 98.7097
49035 | JT3070T | G | The Eaton JT3070T Thermal-Magnetic Trip Unit operates with 3 Poles and 70 Amps. The module has a J Frame and 4.13 x 10 x 4.06 in. Dimensions (W x H x D). | 98.7013
49036 | JT3090T | G | The Eaton JT3090T Thermal-Magnetic Trip Unit operates with 3 Poles and 90 Amps. The module has a J Frame and 4.13 x 10 x 4.06 in. Dimensions (W x H x D). | 98.3819
46785 | JT310033 | G | The Eaton JT310033 Trip Unit has a JG 310+ Electronic Unit Type and 3 Poles. The module operates with 100 Amps and a 310+ electronic LS Trip Unit. | 97.2789
49037 | JT3100T | G | The Eaton JT3100T Thermal-Magnetic Trip Unit operates with 3 Poles and 100 Amps. The module has a J Frame and 4.13 x 10 x 4.06 in. Dimensions (W x H x D). | 98.7097
49044 | JT3125T | G | The Eaton JT3125T Thermal-Magnetic Trip Unit operates with 3 Poles and 125 Amps. The module has a J Frame and 4.13 x 10 x 4.06 in. Dimensions (W x H x D). | 98.7097
46758 | JT3150FA | G | The Eaton JT3150FA Trip Unit has a Thermal-Magnetic Unit Type and 3 Poles. The module operates with 150 Amps and a Fixed Adjustment Trip Unit. | 98.6014
49045 | JT3150T | G | The Eaton JT3150T Thermal-Magnetic Trip Unit operates with 3 Poles and 150 Amps. The module has a J Frame and 4.13 x 10 x 4.06 in. Dimensions (W x H x D). | 98.7097
49046 | JT3175T | G | The Eaton JT3175T Thermal-Magnetic Trip Unit operates with 3 Poles and 175 Amps. The module has a J Frame and 4.13 x 10 x 4.06 in. Dimensions (W x H x D). | 97.4194
49047 | JT3200T | G | The Eaton JT3200T Thermal-Magnetic Trip Unit operates with 3 Poles and 200 Amps. The module has a J Frame and 4.13 x 10 x 4.06 in. Dimensions (W x H x D). | 98.7097
46761 | JT3225FA | G | The Eaton JT3225FA Trip Unit has a Thermal-Magnetic Unit Type and 3 Poles. The module operates with 225 Amps and a Fixed Adjustment Trip Unit. | 98.6014
49048 | JT3225T | G | The Eaton JT3225T Thermal-Magnetic Trip Unit operates with 3 Poles and 225 Amps. The module has a J Frame and 4.13 x 10 x 4.06 in. Dimensions (W x H x D). | 98.7097
48563 | KD2100 | G | The KD2100 Molded Case Circuit Breaker operates with 2 Poles and 100 Amps. The Thermal-Magnetic Molded Case Circuit Breaker is in the C Series and has a 10 lbs Weight. | 99.7033
48566 | KD2175 | G | The KD2175 Molded Case Circuit Breaker operates with 2 Poles and 175 Amps. The Thermal-Magnetic Molded Case Circuit Breaker is in the C Series and has a 10 lbs Weight. | 98.5163
48567 | KD2200 | G | The KD2200 Molded Case Circuit Breaker operates with 2 Poles and 200 Amps. The Thermal-Magnetic Molded Case Circuit Breaker is in the C Series and has a 10 lbs Weight. | 99.7033
48568 | KD2225 | G | The KD2225 Molded Case Circuit Breaker operates with 2 Poles and 225 Amps. The Thermal-Magnetic Molded Case Circuit Breaker is in the C Series and has a 10 lbs Weight. | 98.8095
48569 | KD2250 | G | The KD2250 Molded Case Circuit Breaker operates with 2 Poles and 250 Amps. The Thermal-Magnetic Molded Case Circuit Breaker is in the C Series and has a 10 lbs Weight. | 99.7033
48570 | KD2300 | G | The KD2300 Molded Case Circuit Breaker operates with 2 Poles and 300 Amps. The Thermal-Magnetic Molded Case Circuit Breaker is in the C Series and has a 10 lbs Weight. | 99.7033
48571 | KD2350 | G | The KD2350 Molded Case Circuit Breaker operates with 2 Poles and 350 Amps. The Thermal-Magnetic Molded Case Circuit Breaker is in the C Series and has a 10 lbs Weight. | 99.7033
48572 | KD2400 | G | The KD2400 Molded Case Circuit Breaker operates with 2 Poles and 400 Amps. The Thermal-Magnetic Molded Case Circuit Breaker is in the C Series and has a 10 lbs Weight. | 99.7033
48897 | KD2400K | G | The KD2400K Molded Case Switch operates with 2 Poles and 400 Amps. The Thermal-Magnetic Molded Case Switch is in the C Series and has a 7.5 lbs Weight. | 99.6721
48573 | KD3100 | G | The KD3100 Molded Case Circuit Breaker operates with 3 Poles and 100 Amps. The Thermal-Magnetic Molded Case Circuit Breaker is in the C Series and has a 11.5 lbs Weight. | 99.7067
48574 | KD3125 | G | The KD3125 Molded Case Circuit Breaker operates with 3 Poles and 125 Amps. The Thermal-Magnetic Molded Case Circuit Breaker is in the C Series and has a 11.5 lbs Weight. | 99.7067
48575 | KD3150 | G | The KD3150 Molded Case Circuit Breaker operates with 3 Poles and 150 Amps. The Thermal-Magnetic Molded Case Circuit Breaker is in the C Series and has a 11.5 lbs Weight. | 99.7067
48576 | KD3175 | G | The KD3175 Molded Case Circuit Breaker operates with 3 Poles and 175 Amps. The Thermal-Magnetic Molded Case Circuit Breaker is in the C Series and has a 11.5 lbs Weight. | 99.7067
48577 | KD3200 | G | The KD3200 Molded Case Circuit Breaker operates with 3 Poles and 200 Amps. The Thermal-Magnetic Molded Case Circuit Breaker is in the C Series and has a 11.5 lbs Weight. | 99.7067
48578 | KD3225 | G | The KD3225 Molded Case Circuit Breaker operates with 3 Poles and 225 Amps. The Thermal-Magnetic Molded Case Circuit Breaker is in the C Series and has a 11.5 lbs Weight. | 99.7067
48579 | KD3250 | G | The KD3250 Molded Case Circuit Breaker operates with 3 Poles and 250 Amps. The Thermal-Magnetic Molded Case Circuit Breaker is in the C Series and has a 11.5 lbs Weight. | 99.7067
48786 | KD3250T56W | G | The KD3250T56W Molded Case Circuit Breaker operates with 3 Poles and 250 Amps. The OPTIM Molded Case Circuit Breaker is in the C Series and has a 11.5 lbs Weight. | 99.6942
48580 | KD3300 | G | The KD3300 Molded Case Circuit Breaker operates with 3 Poles and 300 Amps. The Thermal-Magnetic Molded Case Circuit Breaker is in the C Series and has a 11.5 lbs Weight. | 99.7067
48581 | KD3350 | G | The KD3350 Molded Case Circuit Breaker operates with 3 Poles and 350 Amps. The Thermal-Magnetic Molded Case Circuit Breaker is in the C Series and has a 11.5 lbs Weight. | 99.7067
48582 | KD3400 | G | The KD3400 Molded Case Circuit Breaker operates with 3 Poles and 400 Amps. The Thermal-Magnetic Molded Case Circuit Breaker is in the C Series and has a 11.5 lbs Weight. | 99.7067
48887 | KD3400F | G | The KD3400F Frame operates with 3 Poles and 400 Amps. The Thermal-Magnetic Frame is in the C Series and has a 8.5 lbs Weight. | 99.6047
48899 | KD3400K | G | The KD3400K Molded Case Switch operates with 3 Poles and 400 Amps. The Thermal-Magnetic Molded Case Switch is in the C Series and has a 13.5 lbs Weight. | 99.0228
48787 | KD3400T56W | G | The KD3400T56W Molded Case Circuit Breaker operates with 3 Poles and 400 Amps. The OPTIM Molded Case Circuit Breaker is in the C Series and has a 11.5 lbs Weight. | 98.1707
48583 | KD4100 | G | The KD4100 Molded Case Circuit Breaker operates with 4 Poles and 100 Amps. The Thermal-Magnetic Molded Case Circuit Breaker is in the C Series and has a 11.5 lbs Weight. | 98.8235
48586 | KD4200 | G | The KD4200 Molded Case Circuit Breaker operates with 4 Poles and 200 Amps. The Thermal-Magnetic Molded Case Circuit Breaker is in the C Series and has a 11.5 lbs Weight. | 98.8235
48589 | KD4300 | G | The KD4300 Molded Case Circuit Breaker operates with 4 Poles and 300 Amps. The Thermal-Magnetic Molded Case Circuit Breaker is in the C Series and has a 11.5 lbs Weight. | 98.8235
48591 | KD4400 | G | The KD4400 Molded Case Circuit Breaker operates with 4 Poles and 400 Amps. The Thermal-Magnetic Molded Case Circuit Breaker is in the C Series and has a 11.5 lbs Weight. | 98.5337
48888 | KD4400F | G | The KD4400F Frame operates with 4 Poles and 400 Amps. The Thermal-Magnetic Frame is in the C Series and has a 8.5 lbs Weight. | 98.0237
48901 | KD4400K | G | The KD4400K Molded Case Switch operates with 4 Poles and 400 Amps. The Thermal-Magnetic Molded Case Switch is in the C Series and has a 13.5 lbs Weight. | 97.7199
48762 | KDB2100 | G | The KDB2100 Molded Case Circuit Breaker operates with 2 Poles and 100 Amps. The Thermal-Magnetic Molded Case Circuit Breaker is in the C Series and has a 10 lbs Weight. | 98.8166
48763 | KDB2125 | G | The KDB2125 Molded Case Circuit Breaker operates with 2 Poles and 125 Amps. The Thermal-Magnetic Molded Case Circuit Breaker is in the C Series and has a 10 lbs Weight. | 97.6471
48743 | KDB2125W | G | The KDB2125W Molded Case Circuit Breaker operates with 2 Poles and 125 Amps. The Thermal-Magnetic Molded Case Circuit Breaker is in the C Series and has a 10 lbs Weight. | 99.705
48766 | KDB2200 | G | The KDB2200 Molded Case Circuit Breaker operates with 2 Poles and 200 Amps. The Thermal-Magnetic Molded Case Circuit Breaker is in the C Series and has a 10 lbs Weight. | 98.8166
48746 | KDB2200W | G | The KDB2200W Molded Case Circuit Breaker operates with 2 Poles and 200 Amps. The Thermal-Magnetic Molded Case Circuit Breaker is in the C Series and has a 10 lbs Weight. | 99.705
48769 | KDB2300 | G | The KDB2300 Molded Case Circuit Breaker operates with 2 Poles and 300 Amps. The Thermal-Magnetic Molded Case Circuit Breaker is in the C Series and has a 10 lbs Weight. | 98.8166
48770 | KDB2350 | G | The KDB2350 Molded Case Circuit Breaker operates with 2 Poles and 350 Amps. The Thermal-Magnetic Molded Case Circuit Breaker is in the C Series and has a 10 lbs Weight. | 97.6471
48771 | KDB2400 | G | The KDB2400 Molded Case Circuit Breaker operates with 2 Poles and 400 Amps. The Thermal-Magnetic Molded Case Circuit Breaker is in the C Series and has a 10 lbs Weight. | 97.6471
48772 | KDB3100 | G | The KDB3100 Molded Case Circuit Breaker operates with 3 Poles and 100 Amps. The Thermal-Magnetic Molded Case Circuit Breaker is in the C Series and has a 11.5 lbs Weight. | 98.8304
48773 | KDB3125 | G | The KDB3125 Molded Case Circuit Breaker operates with 3 Poles and 125 Amps. The Thermal-Magnetic Molded Case Circuit Breaker is in the C Series and has a 11.5 lbs Weight. | 98.8304
48774 | KDB3150 | G | The KDB3150 Molded Case Circuit Breaker operates with 3 Poles and 150 Amps. The Thermal-Magnetic Molded Case Circuit Breaker is in the C Series and has a 11.5 lbs Weight. | 98.8304
48754 | KDB3150W | G | The KDB3150W Molded Case Circuit Breaker operates with 3 Poles and 150 Amps. The Thermal-Magnetic Molded Case Circuit Breaker is in the C Series and has a 11.5 lbs Weight. | 99.7085
48775 | KDB3175 | G | The KDB3175 Molded Case Circuit Breaker operates with 3 Poles and 175 Amps. The Thermal-Magnetic Molded Case Circuit Breaker is in the C Series and has a 11.5 lbs Weight. | 97.6608
48755 | KDB3175W | G | The KDB3175W Molded Case Circuit Breaker operates with 3 Poles and 175 Amps. The Thermal-Magnetic Molded Case Circuit Breaker is in the C Series and has a 11.5 lbs Weight. | 99.7085
48776 | KDB3200 | G | The KDB3200 Molded Case Circuit Breaker operates with 3 Poles and 200 Amps. The Thermal-Magnetic Molded Case Circuit Breaker is in the C Series and has a 11.5 lbs Weight. | 98.8304
48756 | KDB3200W | G | The KDB3200W Molded Case Circuit Breaker operates with 3 Poles and 200 Amps. The Thermal-Magnetic Molded Case Circuit Breaker is in the C Series and has a 11.5 lbs Weight. | 99.7085
48777 | KDB3225 | G | The KDB3225 Molded Case Circuit Breaker operates with 3 Poles and 225 Amps. The Thermal-Magnetic Molded Case Circuit Breaker is in the C Series and has a 11.5 lbs Weight. | 98.8304
48757 | KDB3225W | G | The KDB3225W Molded Case Circuit Breaker operates with 3 Poles and 225 Amps. The Thermal-Magnetic Molded Case Circuit Breaker is in the C Series and has a 11.5 lbs Weight. | 99.7085
48778 | KDB3250 | G | The KDB3250 Molded Case Circuit Breaker operates with 3 Poles and 250 Amps. The Thermal-Magnetic Molded Case Circuit Breaker is in the C Series and has a 11.5 lbs Weight. | 98.8304
48758 | KDB3250W | G | The KDB3250W Molded Case Circuit Breaker operates with 3 Poles and 250 Amps. The Thermal-Magnetic Molded Case Circuit Breaker is in the C Series and has a 11.5 lbs Weight. | 99.7085
48779 | KDB3300 | G | The KDB3300 Molded Case Circuit Breaker operates with 3 Poles and 300 Amps. The Thermal-Magnetic Molded Case Circuit Breaker is in the C Series and has a 11.5 lbs Weight. | 98.8304
48759 | KDB3300W | G | The KDB3300W Molded Case Circuit Breaker operates with 3 Poles and 300 Amps. The Thermal-Magnetic Molded Case Circuit Breaker is in the C Series and has a 11.5 lbs Weight. | 99.7085
48780 | KDB3350 | G | The KDB3350 Molded Case Circuit Breaker operates with 3 Poles and 350 Amps. The Thermal-Magnetic Molded Case Circuit Breaker is in the C Series and has a 11.5 lbs Weight. | 97.6608
48760 | KDB3350W | G | The KDB3350W Molded Case Circuit Breaker operates with 3 Poles and 350 Amps. The Thermal-Magnetic Molded Case Circuit Breaker is in the C Series and has a 11.5 lbs Weight. | 99.7085
48761 | KDB3400W | G | The KDB3400W Molded Case Circuit Breaker operates with 3 Poles and 400 Amps. The Thermal-Magnetic Molded Case Circuit Breaker is in the C Series and has a 11.5 lbs Weight. | 99.7085
48631 | KDC3100 | G | The KDC3100 Molded Case Circuit Breaker operates with 3 Poles and 100 Amps. The Thermal-Magnetic Molded Case Circuit Breaker is in the C Series and has a 11.5 lbs Weight. | 99.4152
48633 | KDC3150 | G | The KDC3150 Molded Case Circuit Breaker operates with 3 Poles and 150 Amps. The Thermal-Magnetic Molded Case Circuit Breaker is in the C Series and has a 11.5 lbs Weight. | 99.4152
48635 | KDC3200 | G | The KDC3200 Molded Case Circuit Breaker operates with 3 Poles and 200 Amps. The Thermal-Magnetic Molded Case Circuit Breaker is in the C Series and has a 11.5 lbs Weight. | 99.4152
48636 | KDC3225 | G | The KDC3225 Molded Case Circuit Breaker operates with 3 Poles and 225 Amps. The Thermal-Magnetic Molded Case Circuit Breaker is in the C Series and has a 11.5 lbs Weight. | 99.4152
48637 | KDC3250 | G | The KDC3250 Molded Case Circuit Breaker operates with 3 Poles and 250 Amps. The Thermal-Magnetic Molded Case Circuit Breaker is in the C Series and has a 11.5 lbs Weight. | 99.4152
48822 | KDC3250T106W | G | The KDC3250T106W Molded Case Circuit Breaker operates with 3 Poles and 250 Amps. The OPTIM Molded Case Circuit Breaker is in the C Series and has a 11.5 lbs Weight. | 97.8852
48801 | KDC3250T52W | G | The KDC3250T52W Molded Case Circuit Breaker operates with 3 Poles and 250 Amps. The OPTIM Molded Case Circuit Breaker is in the C Series and has a 11.5 lbs Weight. | 98.4802
48639 | KDC3350 | G | The KDC3350 Molded Case Circuit Breaker operates with 3 Poles and 350 Amps. The Thermal-Magnetic Molded Case Circuit Breaker is in the C Series and has a 11.5 lbs Weight. | 99.4152
48640 | KDC3400 | G | The KDC3400 Molded Case Circuit Breaker operates with 3 Poles and 400 Amps. The Thermal-Magnetic Molded Case Circuit Breaker is in the C Series and has a 11.5 lbs Weight. | 99.4152
48893 | KDC3400F | G | The KDC3400F Frame operates with 3 Poles and 400 Amps. The Thermal-Magnetic Frame is in the C Series and has a 8.5 lbs Weight. | 98.0237
48706 | KES3125LS | G | The KES3125LS Molded Case Circuit Breaker operates with 3 Poles and 125 Amps. The Thermal-Magnetic Molded Case Circuit Breaker is in the C Series and has a 11.5 lbs Weight. | 99.7118
48712 | KES3125LSG | G | The KES3125LSG Molded Case Circuit Breaker operates with 3 Poles and 125 Amps. The Thermal-Magnetic Molded Case Circuit Breaker is in the C Series and has a 11.5 lbs Weight. | 99.7135
48709 | KES3125LSI | G | The KES3125LSI Molded Case Circuit Breaker operates with 3 Poles and 125 Amps. The Thermal-Magnetic Molded Case Circuit Breaker is in the C Series and has a 11.5 lbs Weight. | 99.7135
48715 | KES3125LSIG | G | The KES3125LSIG Molded Case Circuit Breaker operates with 3 Poles and 125 Amps. The Thermal-Magnetic Molded Case Circuit Breaker is in the C Series and has a 11.5 lbs Weight. | 98.8571
48707 | KES3250LS | G | The KES3250LS Molded Case Circuit Breaker operates with 3 Poles and 250 Amps. The Thermal-Magnetic Molded Case Circuit Breaker is in the C Series and has a 11.5 lbs Weight. | 99.7118
48713 | KES3250LSG | G | The KES3250LSG Molded Case Circuit Breaker operates with 3 Poles and 250 Amps. The Thermal-Magnetic Molded Case Circuit Breaker is in the C Series and has a 11.5 lbs Weight. | 99.7135
48710 | KES3250LSI | G | The KES3250LSI Molded Case Circuit Breaker operates with 3 Poles and 250 Amps. The Thermal-Magnetic Molded Case Circuit Breaker is in the C Series and has a 11.5 lbs Weight. | 99.7135
48716 | KES3250LSIG | G | The KES3250LSIG Molded Case Circuit Breaker operates with 3 Poles and 250 Amps. The Thermal-Magnetic Molded Case Circuit Breaker is in the C Series and has a 11.5 lbs Weight. | 97.971
48708 | KES3400LS | G | The KES3400LS Molded Case Circuit Breaker operates with 3 Poles and 400 Amps. The Thermal-Magnetic Molded Case Circuit Breaker is in the C Series and has a 11.5 lbs Weight. | 99.7118
48714 | KES3400LSG | G | The KES3400LSG Molded Case Circuit Breaker operates with 3 Poles and 400 Amps. The Thermal-Magnetic Molded Case Circuit Breaker is in the C Series and has a 11.5 lbs Weight. | 99.7135
48711 | KES3400LSI | G | The KES3400LSI Molded Case Circuit Breaker operates with 3 Poles and 400 Amps. The Thermal-Magnetic Molded Case Circuit Breaker is in the C Series and has a 11.5 lbs Weight. | 99.7135
48717 | KES3400LSIG | G | The KES3400LSIG Molded Case Circuit Breaker operates with 3 Poles and 400 Amps. The Thermal-Magnetic Molded Case Circuit Breaker is in the C Series and has a 11.5 lbs Weight. | 97.971
48857 | KT2100T | G | The KT2100T Trip Unit operates with 2 Poles and 100 Amps. The Thermal-Magnetic Trip Unit is in the C Series and has a 1.5 lbs Weight. | 98.5075
48859 | KT2150T | G | The KT2150T Trip Unit operates with 2 Poles and 150 Amps. The Thermal-Magnetic Trip Unit is in the C Series and has a 1.5 lbs Weight. | 98.5075
48860 | KT2175T | G | The KT2175T Trip Unit operates with 2 Poles and 175 Amps. The Thermal-Magnetic Trip Unit is in the C Series and has a 1.5 lbs Weight. | 98.5075
48861 | KT2200T | G | The KT2200T Trip Unit operates with 2 Poles and 200 Amps. The Thermal-Magnetic Trip Unit is in the C Series and has a 1.5 lbs Weight. | 98.5075
48862 | KT2225T | G | The KT2225T Trip Unit operates with 2 Poles and 225 Amps. The Thermal-Magnetic Trip Unit is in the C Series and has a 1.5 lbs Weight. | 98.5075
48864 | KT2300T | G | The KT2300T Trip Unit operates with 2 Poles and 300 Amps. The Thermal-Magnetic Trip Unit is in the C Series and has a 1.5 lbs Weight. | 98.5075
48865 | KT2350T | G | The KT2350T Trip Unit operates with 2 Poles and 350 Amps. The Thermal-Magnetic Trip Unit is in the C Series and has a 1.5 lbs Weight. | 98.5075
48866 | KT2400T | G | The KT2400T Trip Unit operates with 2 Poles and 400 Amps. The Thermal-Magnetic Trip Unit is in the C Series and has a 1.5 lbs Weight. | 98.5075
48877 | KT3100T | G | The KT3100T Trip Unit operates with 3 Poles and 100 Amps. The Thermal-Magnetic Trip Unit is in the C Series and has a 1.5 lbs Weight. | 98.5075
48878 | KT3125T | G | The KT3125T Trip Unit operates with 3 Poles and 125 Amps. The Thermal-Magnetic Trip Unit is in the C Series and has a 1.5 lbs Weight. | 98.5075
48869 | KT3150T | G | The KT3150T Trip Unit operates with 3 Poles and 150 Amps. The Thermal-Magnetic Trip Unit is in the C Series and has a 1.5 lbs Weight. | 98.5075
48879 | KT3175T | G | The KT3175T Trip Unit operates with 3 Poles and 175 Amps. The Thermal-Magnetic Trip Unit is in the C Series and has a 1.5 lbs Weight. | 97.0149
48880 | KT3200T | G | The KT3200T Trip Unit operates with 3 Poles and 200 Amps. The Thermal-Magnetic Trip Unit is in the C Series and has a 1.5 lbs Weight. | 98.5075
48881 | KT3225T | G | The KT3225T Trip Unit operates with 3 Poles and 225 Amps. The Thermal-Magnetic Trip Unit is in the C Series and has a 1.5 lbs Weight. | 98.5075
48882 | KT3250T | G | The KT3250T Trip Unit operates with 3 Poles and 250 Amps. The Thermal-Magnetic Trip Unit is in the C Series and has a 1.5 lbs Weight. | 98.5075
48883 | KT3300T | G | The KT3300T Trip Unit operates with 3 Poles and 300 Amps. The Thermal-Magnetic Trip Unit is in the C Series and has a 1.5 lbs Weight. | 98.5075
48884 | KT3350T | G | The KT3350T Trip Unit operates with 3 Poles and 350 Amps. The Thermal-Magnetic Trip Unit is in the C Series and has a 1.5 lbs Weight. | 97.0149
48294 | LD2300 | G | The Eaton LD2300 Molded Case Circuit Breaker operates with 2 Poles and 300 Amps. The module has a L Frame and a Thermal-Magnetic Unit Type. | 99.6441
48296 | LD2400 | G | The Eaton LD2400 Molded Case Circuit Breaker operates with 2 Poles and 400 Amps. The module has a L Frame and a Thermal-Magnetic Unit Type. | 99.6441
48297 | LD2450 | G | The Eaton LD2450 Molded Case Circuit Breaker operates with 2 Poles and 450 Amps. The module has a L Frame and a Thermal-Magnetic Unit Type. | 98.5714
48298 | LD2500 | G | <p>The Eaton LD2500 Molded Case Circuit Breaker operates with 2 Poles and 500 Amps. The module has a L Frame and a Thermal-Magnetic Unit Type.</p> | 96.9492
48299 | LD2600 | G | The Eaton LD2600 Molded Case Circuit Breaker operates with 2 Poles and 600 Amps. The module has a L Frame and a Thermal-Magnetic Unit Type. | 99.6441
48536 | LD2600F | G | The Eaton LD2600F Frame operates with 2 Poles and 600 Amps. The module has a L Frame and a Standard Unit Type.
48551 | LD2600WK | G | The Eaton LD2600WK Molded Case Switch operates with 2 Poles and 600 Amps. The module has a L Frame and a Standard Unit Type.
48437 | LD3125T107W | G | The Eaton LD3125T107W Molded Case Circuit Breaker operates with 3 Poles and 125 Amps. The module has a L Frame and a OPTIM Unit Type. | 95.1673
48300 | LD3300 | G | The Eaton LD3300 Molded Case Circuit Breaker operates with 3 Poles and 300 Amps. The module has a L Frame and a Thermal-Magnetic Unit Type. | 99.6441
48301 | LD3350 | G | The Eaton LD3350 Molded Case Circuit Breaker operates with 3 Poles and 350 Amps. The module has a L Frame and a Thermal-Magnetic Unit Type. | 99.6441
48302 | LD3400 | G | The Eaton LD3400 Molded Case Circuit Breaker operates with 3 Poles and 400 Amps. The module has a L Frame and a Thermal-Magnetic Unit Type. | 99.6441
48303 | LD3450 | G | The Eaton LD3450 Molded Case Circuit Breaker operates with 3 Poles and 450 Amps. The module has a L Frame and a Thermal-Magnetic Unit Type. | 99.6441
48304 | LD3500 | G | The Eaton LD3500 Molded Case Circuit Breaker operates with 3 Poles and 500 Amps. The module has a L Frame and a Thermal-Magnetic Unit Type. | 99.6441
48305 | LD3600 | G | The Eaton LD3600 Molded Case Circuit Breaker operates with 3 Poles and 600 Amps. The module has a L Frame and a Thermal-Magnetic Unit Type. | 99.6441
48545 | LD3600F | G | The Eaton LD3600F Frame operates with 3 Poles and 600 Amps. The module has a L Frame and a Standard Unit Type.
48554 | LD3600WK | G | The Eaton LD3600WK Molded Case Switch operates with 3 Poles and 600 Amps. The module has a L Frame and a Standard Unit Type.
48308 | LD4400 | G | The Eaton LD4400 Molded Case Circuit Breaker operates with 4 Poles and 400 Amps. The module has a L Frame and a Thermal-Magnetic Unit Type. | 98.5714
48309 | LD4450 | G | The Eaton LD4450 Molded Case Circuit Breaker operates with 4 Poles and 450 Amps. The module has a L Frame and a Thermal-Magnetic Unit Type. | 98.5714
48310 | LD4500 | G | The Eaton LD4500 Molded Case Circuit Breaker operates with 4 Poles and 500 Amps. The module has a L Frame and a Thermal-Magnetic Unit Type. | 98.5714
48311 | LD4600 | G | The Eaton LD4600 Molded Case Circuit Breaker operates with 4 Poles and 600 Amps. The module has a L Frame and a Thermal-Magnetic Unit Type. | 98.2206
48390 | LDB2600 | G | The Eaton LDB2600 Molded Case Circuit Breaker operates with 2 Poles and 600 Amps. The module has a L Frame and a Thermal-Magnetic Unit Type. | 98.5816
48378 | LDB2600W | G | The Eaton LDB2600W Molded Case Circuit Breaker operates with 2 Poles and 600 Amps. The module has a L Frame and a Thermal-Magnetic Unit Type. | 99.6466
48391 | LDB3300 | G | <p>The Eaton LDB3300 Molded Case Circuit Breaker operates with 3 Poles and 300 Amps. The module has a L Frame and a Thermal-Magnetic Unit Type.</p> | 95.5017
48392 | LDB3350 | G | The Eaton LDB3350 Molded Case Circuit Breaker operates with 3 Poles and 350 Amps. The module has a L Frame and a Thermal-Magnetic Unit Type. | 98.5816
48393 | LDB3400 | G | The Eaton LDB3400 Molded Case Circuit Breaker operates with 3 Poles and 400 Amps. The module has a L Frame and a Thermal-Magnetic Unit Type. | 98.5816
48394 | LDB3450 | G | The Eaton LDB3450 Molded Case Circuit Breaker operates with 3 Poles and 450 Amps. The module has a L Frame and a Thermal-Magnetic Unit Type. | 98.5816
48382 | LDB3450W | G | The Eaton LDB3450W Molded Case Circuit Breaker operates with 3 Poles and 450 Amps. The module has a L Frame and a Thermal-Magnetic Unit Type. | 99.6466
48395 | LDB3500 | G | The Eaton LDB3500 Molded Case Circuit Breaker operates with 3 Poles and 500 Amps. The module has a L Frame and a Thermal-Magnetic Unit Type. | 98.5816
48383 | LDB3500W | G | The Eaton LDB3500W Molded Case Circuit Breaker operates with 3 Poles and 500 Amps. The module has a L Frame and a Thermal-Magnetic Unit Type. | 99.6466
48396 | LDB3600 | G | The Eaton LDB3600 Molded Case Circuit Breaker operates with 3 Poles and 600 Amps. The module has a L Frame and a Thermal-Magnetic Unit Type. | 97.9021
48354 | LDB3600FT33W | G | The Eaton LDB3600FT33W Molded Case Circuit Breaker operates with 3 Poles and 600 Amps. The module has a L Frame and a Thermal-Magnetic Unit Type. | 99.6587
48555 | LDB3600WK | G | The Eaton LDB3600WK Molded Case Switch operates with 3 Poles and 600 Amps. The module has a L Frame and a Standard Unit Type. | 95.2381
48336 | LDC3300 | G | <p>The Eaton LDC3300 Molded Case Circuit Breaker operates with 3 Poles and 300 Amps. The module has a L Frame and a Thermal-Magnetic Unit Type.</p> | 99.3243
48338 | LDC3400 | G | The Eaton LDC3400 Molded Case Circuit Breaker operates with 3 Poles and 400 Amps. The module has a L Frame and a Thermal-Magnetic Unit Type. | 99.2908
48339 | LDC3450 | G | The Eaton LDC3450 Molded Case Circuit Breaker operates with 3 Poles and 450 Amps. The module has a L Frame and a Thermal-Magnetic Unit Type. | 99.2908
48340 | LDC3500 | G | The Eaton LDC3500 Molded Case Circuit Breaker operates with 3 Poles and 500 Amps. The module has a L Frame and a Thermal-Magnetic Unit Type. | 99.2908
48341 | LDC3600 | G | The Eaton LDC3600 Molded Case Circuit Breaker operates with 3 Poles and 600 Amps. The module has a L Frame and a Thermal-Magnetic Unit Type. | 99.2958
48362 | LDCB3600FT33W | G | The Eaton LDCB3600FT33W Molded Case Circuit Breaker operates with 3 Poles and 600 Amps. The module has a L Frame and a Thermal-Magnetic Unit Type. | 97.931
48369 | LES3600LS | G | The Eaton LES3600LS Molded Case Circuit Breaker operates with 3 Poles and 600 Amps. The module has a L Frame and a Thermal-Magnetic Unit Type. | 99.6516
48371 | LES3600LSG | G | The Eaton LES3600LSG Molded Case Circuit Breaker operates with 3 Poles and 600 Amps. The module has a L Frame and a Thermal-Magnetic Unit Type. | 99.654
48370 | LES3600LSI | G | The Eaton LES3600LSI Molded Case Circuit Breaker operates with 3 Poles and 600 Amps. The module has a L Frame and a Thermal-Magnetic Unit Type. | 99.654
48372 | LES3600LSIG | G | The Eaton LES3600LSIG Molded Case Circuit Breaker operates with 3 Poles and 600 Amps. The module has a L Frame and a Thermal-Magnetic Unit Type. | 97.2028
47845 | LGC3630NN | G | The Eaton LGC3500AAG Frame operates with 3 Poles and 630 Amps. The module has a LG Frame and a 415/480V IC Rating.
47349 | LGE3300FAG | G | The Eaton LGE3300FAG Molded Case Circuit Breaker operates with 3 Poles and 300 Amps. The module has a LG Frame and a 630 A Max. Rated Current. | 98.6014
47350 | LGE3350FAG | G | <p>The Eaton LGE3350FAG Molded Case Circuit Breaker operates with 3 Poles and 350 Amps. The module has a LG Frame and a 630 A Max. Rated Current.</p> | 96.2457
47481 | LGE340033G | G | <p>The Eaton LGE340033G Molded Case Circuit Breaker operates with 3 Poles and 400 Amps. The module has a LG Frame and a 630 A Max. Rated Current.</p> | 98.6667
47351 | LGE3400FAG | G | The Eaton LGE3400FAG Molded Case Circuit Breaker operates with 3 Poles and 400 Amps. The module has a LG Frame and a 630 A Max. Rated Current. | 99.3007
47352 | LGE3500FAG | G | The Eaton LGE3500FAG Molded Case Circuit Breaker operates with 3 Poles and 500 Amps. The module has a LG Frame and a 630 A Max. Rated Current. | 99.3007
47498 | LGE360035G | G | The Eaton LGE360035G Molded Case Circuit Breaker operates with 3 Poles and 600 Amps. The module has a LG Frame and a 630 A Max. Rated Current. | 99.3007
47748 | LGE360039G | G | The Eaton LGE360039G Molded Case Circuit Breaker operates with 3 Poles and 600 Amps. The module has a LG Frame and a 630 A Max. Rated Current. | 99.3007
47353 | LGE3600FAG | G | The Eaton LGE3600FAG Molded Case Circuit Breaker operates with 3 Poles and 600 Amps. The module has a LG Frame and a 630 A Max. Rated Current. | 99.3007
47839 | LGE3630NN | G | The Eaton LGC3400FAG Frame operates with 3 Poles and 630 Amps. The module has a LG Frame and a 415/480V IC Rating.
47840 | LGE3630NNWC | G | The Eaton LGC3500FAG Frame operates with 3 Poles and 630 Amps. The module has a LG Frame and a 415/480V IC Rating.
47365 | LGE4250AAG | G | The Eaton LGE4250AAG Molded Case Circuit Breaker operates with 4 Poles and 250 Amps. The module has a LG Frame and a 630 A Max. Rated Current. | 95.8042
47848 | LGE4630NN | G | The Eaton LGC4300FAG Frame operates with 4 Poles and 630 Amps. The module has a LG Frame and a 415/480V IC Rating.
47832 | LGFCT250 | G | The Eaton LGH4320AAG External Neutral Sensor operates with 3 Poles and 250 Amps. The module has a LG Frame and a 415/480V IC Rating. | 96.9925
47544 | LGH325033G | G | <p>The Eaton LGH325033G Molded Case Circuit Breaker operates with 3 Poles and 250 Amps. The module has a LG Frame and a 630 A Max. Rated Current.</p> | 97.3333
47394 | LGH3350FAG | G | The Eaton LGH3350FAG Molded Case Circuit Breaker operates with 3 Poles and 350 Amps. The module has a LG Frame and a 630 A Max. Rated Current. | 98.6014
47553 | LGH340032G | G | <p>The Eaton LGH340032G Molded Case Circuit Breaker operates with 3 Poles and 400 Amps. The module has a LG Frame and a 630 A Max. Rated Current.</p> | 99.3333
47569 | LGH340036G | G | <p>The Eaton LGH340036G Molded Case Circuit Breaker operates with 3 Poles and 400 Amps. The module has a LG Frame and a 630 A Max. Rated Current.</p> | 95.5631
47395 | LGH3400FAG | G | The Eaton LGH3400FAG Molded Case Circuit Breaker operates with 3 Poles and 400 Amps. The module has a LG Frame and a 630 A Max. Rated Current. | 98.6014
47396 | LGH3500FAG | G | The Eaton LGH3500FAG Molded Case Circuit Breaker operates with 3 Poles and 500 Amps. The module has a LG Frame and a 630 A Max. Rated Current. | 98.6014
47554 | LGH360032G | G | <p>The Eaton LGH360032G Molded Case Circuit Breaker operates with 3 Poles and 600 Amps. The module has a LG Frame and a 630 A Max. Rated Current.</p> | 98
47546 | LGH360033G | G | <p>The Eaton LGH360033G Molded Case Circuit Breaker operates with 3 Poles and 600 Amps. The module has a LG Frame and a 630 A Max. Rated Current.</p> | 99.3333
47570 | LGH360036G | G | The Eaton LGH360036G Molded Case Circuit Breaker operates with 3 Poles and 600 Amps. The module has a LG Frame and a 630 A Max. Rated Current. | 99.3007
47397 | LGH3600FAG | G | The Eaton LGH3600FAG Molded Case Circuit Breaker operates with 3 Poles and 600 Amps. The module has a LG Frame and a 630 A Max. Rated Current. | 99.6516
47689 | LGH3600FAGC | G | The Eaton LGH3600FAGC Molded Case Circuit Breaker operates with 3 Poles and 600 Amps. The module has a LG Frame and a 630 A Max. Rated Current. | 98.2578
47843 | LGH3630NN | G | The Eaton LGC3320AAG Frame operates with 3 Poles and 630 Amps. The module has a LG Frame and a 415/480V IC Rating.
47844 | LGH3630NNWC | G | The Eaton LGC3400AAG Frame operates with 3 Poles and 630 Amps. The module has a LG Frame and a 415/480V IC Rating.
47841 | LGS3630NN | G | The Eaton LGC3600FAG Frame operates with 3 Poles and 630 Amps. The module has a LG Frame and a 415/480V IC Rating.
47849 | LGS4630NN | G | The Eaton LGC4350FAG Frame operates with 4 Poles and 630 Amps. The module has a LG Frame and a 415/480V IC Rating.
47846 | LGU3630NN | G | <p>The Eaton LGC3630AAG Frame operates with 3 Poles and 630 Amps. The module has a LG Frame and a 415/480V IC Rating.</p>
29702 | MPF-B310P-MJ72BA | G | The Allen-Bradley MPF-B310P-MJ72BA has 460 V and 5000 RPM. It also has a Multi-Turn Encoder and Type FF Mounting Holes.
29703 | MPF-B310P-SJ72BA | G | The Allen-Bradley MPF-B310P-SJ72BA has 460 V and 5000 RPM. It also has a Single-Turn Encoder and Type FF Mounting Holes.
29704 | MPF-B320P-MJ72BA | G | The Allen-Bradley MPF-B320P-MJ72BA is a Food Grade Servo Motor that is part of the Kinetix MP servo motor series. This servo motor belongs to the 400V voltage class, Frame size 3, 50.8 mm magnet stack with rated speed of 5000 rpm. It has a multi-turn high-speed encoder IP66/IP67 housing/shaft key/shaft seal, Circular DIN, right angle, 180Â° rotatable without an internal brake. | 98.9474
29706 | MPF-B330P-MJ74BA | G | The Allen-Bradley MPF-B330P-MJ74BA has 460 V and 5000 RPM. It also has a Multi-Turn Encoder and Type FF Mounting Holes.
29707 | MPF-B330P-SJ72BA | G | The Allen-Bradley MPF-B330P-SJ72BA has 460 V and 5000 RPM. It also has a Multi-Turn Encoder and Type FF Mounting Holes.
29708 | MPF-B430P-MJ72BA | G | The Allen-Bradley MPF-B430P-MJ72BA has 460 V and 5000 RPM. It also has a Single-Turn Encoder and Type FF Mounting Holes.
29709 | MPF-B430P-MJ74BA | G | The Allen-Bradley MPF-B430P-MJ74BA has 460 V and 5000 RPM. It also has a Multi-Turn Encoder and Type FF Mounting Holes.
29710 | MPF-B430P-SJ72BA | G | The Allen-Bradley MPF-B430P-SJ72BA has 460 V and 5000 RPM. It also has a Single-Turn Encoder and Type FF Mounting Holes.
29711 | MPF-B540K-MJ74BA | G | The Allen-Bradley MPF-B540K-MJ74BA has 460 V and 4000 RPM. It also has a Multi-Turn Encoder and Type FF Mounting Holes.
59351 | MPL-A1510V-EJ72AA | G | <p>This Premium permanent magnet rotary servo motor (Low inertia) includes a 200V, 63 mm frame size, with a magnetic stack length of 1 in., a rated speed of 8000 rpm, a Single-turn high-resolution encoder feedback, Shaft key/no shaft seal, Circular DIN, right angle, 180 degrees rotatable, No brake, IEC metric, and Standard designated options.</p> | 99.4269
59391 | MPL-A1510V-HJ42AA | G | <p>This Premium permanent magnet rotary servo motor (Low inertia) includes a 200V, 63 mm frame size, with a magnetic stack length of 1 in., a rated speed of 8000 rpm, a 2000 line encoder feedback, Shaft key/no shaft seal, 3 Connectors, No brake, IEC metric, and Standard designated options.</p> | 99.661
59384 | MPL-A1510V-VJ42AA | G | <p>This Premium permanent magnet rotary servo motor (Low inertia) includes a 200V, 63 mm frame size, with a magnetic stack length of 1 in., a rated speed of 8000 rpm, a Multi-turn high-resolution encoder feedback, Shaft key/no shaft seal, 3 Connectors, No brake, IEC metric, and Standard designated options.</p> | 99.6795
59350 | MPL-A1510V-VJ72AA | G | <p>This Premium permanent magnet rotary servo motor (Low inertia) includes a 200V, 63 mm frame size, with a magnetic stack length of 1 in., a rated speed of 8000 rpm, a Multi-turn high-resolution encoder feedback, Shaft key/no shaft seal, Circular DIN, right angle, 180 degrees rotatable, No brake, IEC metric, and Standard designated options.</p> | 99.4253
59296 | MPL-A1510V-VJ74AA | G | <p>This Premium permanent magnet rotary servo motor (Low inertia) includes a 200V, 63 mm frame size, with a magnetic stack length of 1 in., a rated speed of 8000 rpm, a Multi-turn high-resolution encoder feedback, Shaft key/no shaft seal, Circular DIN, right angle, 180 degrees rotatable, 24V DC brake, IEC metric, and Standard designated options.</p> | 99.4318
59598 | MPL-A1520U-EJ42AA | G | <p>This Premium permanent magnet rotary servo motor (Low inertia) includes a 200V, 63 mm frame size, with a magnetic stack length of 2 in., a rated speed of 7000 rpm, a Single-turn high-resolution encoder feedback, Shaft key/no shaft seal, 3 Connectors, No brake, IEC metric, and Standard designated options.</p> | 99.6805
59383 | MPL-A1520U-EJ44AA | G | <p>This Premium permanent magnet rotary servo motor (Low inertia) includes a 200V, 63 mm frame size, with a magnetic stack length of 2 in., a rated speed of 7000 rpm, a Single-turn high-resolution encoder feedback, Shaft key/no shaft seal, 3 Connectors, 24V DC brake, IEC metric, and Standard designated options.</p> | 99.6845
59352 | MPL-A1520U-EJ72AA | G | <p>This Premium permanent magnet rotary servo motor (Low inertia) includes a 200V, 63 mm frame size, with a magnetic stack length of 2 in., a rated speed of 7000 rpm, a Single-turn high-resolution encoder feedback, Shaft key/no shaft seal, Circular DIN, right angle, 180 degrees rotatable, No brake, IEC metric, and Standard designated options.</p> | 98.7124
59397 | MPL-A1520U-HJ42AA | G | <p>This Premium permanent magnet rotary servo motor (Low inertia) includes a 200V, 63 mm frame size, with a magnetic stack length of 2 in., a rated speed of 7000 rpm, a 2000 line encoder feedback, Shaft key/no shaft seal, 3 Connectors, No brake, IEC metric, and Standard designated options.</p> | 99.661
59385 | MPL-A1520U-VJ42AA | G | <p>This Premium permanent magnet rotary servo motor (Low inertia) includes a 200V, 63 mm frame size, with a magnetic stack length of 2 in., a rated speed of 7000 rpm, a Multi-turn high-resolution encoder feedback, Shaft key/no shaft seal, 3 Connectors, No brake, IEC metric, and Standard designated options.</p> | 99.6795
59396 | MPL-A1520U-VJ44AA | G | <p>This Premium permanent magnet rotary servo motor (Low inertia) includes a 200V, 63 mm frame size, with a magnetic stack length of 2 in., a rated speed of 7000 rpm, a Multi-turn high-resolution encoder feedback, Shaft key/no shaft seal, 3 Connectors, 24V DC brake, IEC metric, and Standard designated options.</p> | 99.6835
59658 | MPL-A1520U-VJ72AA | G | <p>This Premium permanent magnet rotary servo motor (Low inertia) includes a 200V, 63 mm frame size, with a magnetic stack length of 2 in., a rated speed of 7000 rpm, a Multi-turn high-resolution encoder feedback, Shaft key/no shaft seal, Circular DIN, right angle, 180 degrees rotatable, No brake, IEC metric, and Standard designated options.</p> | 98.7088
59287 | MPL-A1520U-VJ74AA | G | <p>This Premium permanent magnet rotary servo motor (Low inertia) includes a 200V, 63 mm frame size, with a magnetic stack length of 2 in., a rated speed of 7000 rpm, a Multi-turn high-resolution encoder feedback, Shaft key/no shaft seal, Circular DIN, right angle, 180 degrees rotatable, 24V DC brake, IEC metric, and Standard designated options.</p> | 99.7159
59295 | MPL-A1530U-EJ72AA | G | <p>This Premium permanent magnet rotary servo motor (Low inertia) includes a 200V, 63 mm frame size, with a magnetic stack length of 3 in., a rated speed of 7000 rpm, a Single-turn high-resolution encoder feedback, Shaft key/no shaft seal, Circular DIN, right angle, 180 degrees rotatable, No brake, IEC metric, and Standard designated options.</p> | 99.7135
59382 | MPL-A1530U-VJ42AA | G | <p>This Premium permanent magnet rotary servo motor (Low inertia) includes a 200V, 63 mm frame size, with a magnetic stack length of 3 in., a rated speed of 7000 rpm, a Multi-turn high-resolution encoder feedback, Shaft key/no shaft seal, 3 Connectors, No brake, IEC metric, and Standard designated options.</p> | 99.6795
59399 | MPL-A1530U-VJ44AA | G | <p>This Premium permanent magnet rotary servo motor (Low inertia) includes a 200V, 63 mm frame size, with a magnetic stack length of 3 in., a rated speed of 7000 rpm, a Multi-turn high-resolution encoder feedback, Shaft key/no shaft seal, 3 Connectors, 24V DC brake, IEC metric, and Standard designated options.</p> | 96.9793
59612 | MPL-A1530U-VJ72AA | G | <p>This Premium permanent magnet rotary servo motor (Low inertia) includes a 200V, 63 mm frame size, with a magnetic stack length of 3 in., a rated speed of 7000 rpm, a Multi-turn high-resolution encoder feedback, Shaft key/no shaft seal, Circular DIN, right angle, 180 degrees rotatable, No brake, IEC metric, and Standard designated options.</p> | 99.7126
59590 | MPL-A1530U-VJ74AA | G | <p>This Premium permanent magnet rotary servo motor (Low inertia) includes a 200V, 63 mm frame size, with a magnetic stack length of 3 in., a rated speed of 7000 rpm, a Multi-turn high-resolution encoder feedback, Shaft key/no shaft seal, Circular DIN, right angle, 180 degrees rotatable, 24V DC brake, IEC metric, and Standard designated options.</p> | 99.0071
59379 | MPL-A210V-EJ42AA | G | <p>This Premium permanent magnet rotary servo motor (Low inertia) includes a 200V, 75 mm frame size, with a magnetic stack length of 1 in., a rated speed of 8000 rpm, a Single-turn high-resolution encoder feedback, Shaft key/no shaft seal, 3 Connectors, No brake, IEC metric, and Standard designated options.</p> | 99.0415
59378 | MPL-A210V-HJ42AA | G | <p>This Premium permanent magnet rotary servo motor (Low inertia) includes a 200V, 75 mm frame size, with a magnetic stack length of 1 in., a rated speed of 8000 rpm, a 2000 line encoder feedback, Shaft key/no shaft seal, 3 Connectors, No brake, IEC metric, and Standard designated options.</p> | 99.322
59377 | MPL-A210V-VJ44AA | G | <p>This Premium permanent magnet rotary servo motor (Low inertia) includes a 200V, 75 mm frame size, with a magnetic stack length of 1 in., a rated speed of 8000 rpm, a Multi-turn high-resolution encoder feedback, Shaft key/no shaft seal, 3 Connectors, 24V DC brake, IEC metric, and Standard designated options.</p> | 99.0506
59066 | MPL-A210V-VJ74AA | G | <p>This Premium permanent magnet rotary servo motor (Low inertia) includes a 200V, 75 mm frame size, with a magnetic stack length of 1 in., a rated speed of 8000 rpm, a Multi-turn high-resolution encoder feedback, Shaft key/no shaft seal, Circular DIN, right angle, 180 degrees rotatable, 24V DC brake, IEC metric, and Standard designated options.</p> | 99.7159
59363 | MPL-A220T-EJ42AA | G | <p>This Premium permanent magnet rotary servo motor (Low inertia) includes a 200V, 75 mm frame size, with a magnetic stack length of 2 in., a rated speed of 6000 rpm , a Single-turn high-resolution encoder feedback, Shaft key/no shaft seal, 3 Connectors, No brake, IEC metric, and Standard designated options.</p> | 99.2026
59376 | MPL-A220T-EJ44AA | G | <p>This Premium permanent magnet rotary servo motor (Low inertia) includes a 200V, 75 mm frame size, with a magnetic stack length of 2 in., a rated speed of 6000 rpm , a Single-turn high-resolution encoder feedback, Shaft key/no shaft seal, 3 Connectors, 24V DC brake, IEC metric, and Standard designated options.</p> | 98.8976
59181 | MPL-A220T-EJ72AA | G | <p>This Premium permanent magnet rotary servo motor (Low inertia) includes a 200V, 75 mm frame size, with a magnetic stack length of 2 in., a rated speed of 6000 rpm , a Single-turn high-resolution encoder feedback, Shaft key/no shaft seal, Circular DIN, right angle, 180 degrees rotatable, No brake, IEC metric, and Standard designated options.</p> | 99.2847
59375 | MPL-A220T-HJ42AA | G | <p>This Premium permanent magnet rotary servo motor (Low inertia) includes a 200V, 75 mm frame size, with a magnetic stack length of 2 in., a rated speed of 6000 rpm , a 2000 line encoder feedback, Shaft key/no shaft seal, 3 Connectors, No brake, IEC metric, and Standard designated options.</p> | 99.154
59362 | MPL-A220T-VJ42AA | G | <p>This Premium permanent magnet rotary servo motor (Low inertia) includes a 200V, 75 mm frame size, with a magnetic stack length of 2 in., a rated speed of 6000 rpm , a Multi-turn high-resolution encoder feedback, Shaft key/no shaft seal, 3 Connectors, No brake, IEC metric, and Standard designated options.</p> | 98.88
59361 | MPL-A220T-VJ44AA | G | <p>This Premium permanent magnet rotary servo motor (Low inertia) includes a 200V, 75 mm frame size, with a magnetic stack length of 2 in., a rated speed of 6000 rpm , a Multi-turn high-resolution encoder feedback, Shaft key/no shaft seal, 3 Connectors, 24V DC brake, IEC metric, and Standard designated options.</p> | 99.2101
59275 | MPL-A220T-VJ72AA | G | <p>This Premium permanent magnet rotary servo motor (Low inertia) includes a 200V, 75 mm frame size, with a magnetic stack length of 2 in., a rated speed of 6000 rpm , a Multi-turn high-resolution encoder feedback, Shaft key/no shaft seal, Circular DIN, right angle, 180 degrees rotatable, No brake, IEC metric, and Standard designated options.</p> | 98.9957
59274 | MPL-A220T-VJ74AA | G | <p>This Premium permanent magnet rotary servo motor (Low inertia) includes a 200V, 75 mm frame size, with a magnetic stack length of 2 in., a rated speed of 6000 rpm , a Multi-turn high-resolution encoder feedback, Shaft key/no shaft seal, Circular DIN, right angle, 180 degrees rotatable, 24V DC brake, IEC metric, and Standard designated options.</p> | 99.0071
59374 | MPL-A230P-EJ42AA | G | <p>This Premium permanent magnet rotary servo motor (Low inertia) includes a 200V, 75 mm frame size, with a magnetic stack length of 3 in., a rated speed of 5000 rpm, a Single-turn high-resolution encoder feedback, Shaft key/no shaft seal, 3 Connectors, No brake, IEC metric, and Standard designated options.</p> | 99.361
59285 | MPL-A230P-EJ72AA | G | <p>This Premium permanent magnet rotary servo motor (Low inertia) includes a 200V, 75 mm frame size, with a magnetic stack length of 3 in., a rated speed of 5000 rpm, a Single-turn high-resolution encoder feedback, Shaft key/no shaft seal, Circular DIN, right angle, 180 degrees rotatable, No brake, IEC metric, and Standard designated options.</p> | 99.1404
59659 | MPL-A230P-EJ74AA | G | <p>This Premium permanent magnet rotary servo motor (Low inertia) includes a 200V, 75 mm frame size, with a magnetic stack length of 3 in., a rated speed of 5000 rpm, a Single-turn high-resolution encoder feedback, Shaft key/no shaft seal, Circular DIN, right angle, 180 degrees rotatable, 24V DC brake, IEC metric, and Standard designated options.</p> | 98.727
59373 | MPL-A230P-HJ42AA | G | <p>This Premium permanent magnet rotary servo motor (Low inertia) includes a 200V, 75 mm frame size, with a magnetic stack length of 3 in., a rated speed of 5000 rpm, a 2000 line encoder feedback, Shaft key/no shaft seal, 3 Connectors, No brake, IEC metric, and Standard designated options.</p> | 99.661
59372 | MPL-A230P-HJ44AA | G | <p>This Premium permanent magnet rotary servo motor (Low inertia) includes a 200V, 75 mm frame size, with a magnetic stack length of 3 in., a rated speed of 5000 rpm, a 2000 line encoder feedback, Shaft key/no shaft seal, 3 Connectors, 24V DC brake, IEC metric, and Standard designated options.</p> | 98.6532
59273 | MPL-A230P-HJ72AA | G | <p>This Premium permanent magnet rotary servo motor (Low inertia) includes a 200V, 75 mm frame size, with a magnetic stack length of 3 in., a rated speed of 5000 rpm, a 2000 line encoder feedback, Shaft key/no shaft seal, Circular DIN, right angle, 180 degrees rotatable, No brake, IEC metric, and Standard designated options.</p> | 98.9442
59360 | MPL-A230P-VJ42AA | G | <p>This Premium permanent magnet rotary servo motor (Low inertia) includes a 200V, 75 mm frame size, with a magnetic stack length of 3 in., a rated speed of 5000 rpm, a Multi-turn high-resolution encoder feedback, Shaft key/no shaft seal, 3 Connectors, No brake, IEC metric, and Standard designated options.</p> | 99.2
59359 | MPL-A230P-VJ44AA | G | <p>This Premium permanent magnet rotary servo motor (Low inertia) includes a 200V, 75 mm frame size, with a magnetic stack length of 3 in., a rated speed of 5000 rpm, a Multi-turn high-resolution encoder feedback, Shaft key/no shaft seal, 3 Connectors, 24V DC brake, IEC metric, and Standard designated options.</p> | 99.6835
59180 | MPL-A230P-VJ72AA | G | <p>This Premium permanent magnet rotary servo motor (Low inertia) includes a 200V, 75 mm frame size, with a magnetic stack length of 3 in., a rated speed of 5000 rpm, a Multi-turn high-resolution encoder feedback, Shaft key/no shaft seal, Circular DIN, right angle, 180 degrees rotatable, No brake, IEC metric, and Standard designated options.</p> | 99.2826
59050 | MPL-A230P-VJ74AA | G | <p>This Premium permanent magnet rotary servo motor (Low inertia) includes a 200V, 75 mm frame size, with a magnetic stack length of 3 in., a rated speed of 5000 rpm, a Multi-turn high-resolution encoder feedback, Shaft key/no shaft seal, Circular DIN, right angle, 180 degrees rotatable, 24V DC brake, IEC metric, and Standard designated options.</p> | 99.7159
59091 | MPL-A310F-HJ24AA | G | <p>This Premium permanent magnet rotary servo motor (Low inertia) includes a 200V, 100 mm frame size, with a magnetic stack length of 1 in., a rated speed of 3000 rpm, a 2000 line encoder feedback, Shaft key/no shaft seal, Circular bayonet, facing shaft, 24V DC brake, IEC metric, and Standard designated options.</p> | 99.3711
59272 | MPL-A310F-HJ72AA | G | <p>This Premium permanent magnet rotary servo motor (Low inertia) includes a 200V, 100 mm frame size, with a magnetic stack length of 1 in., a rated speed of 3000 rpm, a 2000 line encoder feedback, Shaft key/no shaft seal, Circular DIN, right angle, 180 degrees rotatable, No brake, IEC metric, and Standard designated options.</p> | 99.0964
59085 | MPL-A310F-HK22AA | G | <p>This Premium permanent magnet rotary servo motor (Low inertia) includes a 200V, 100 mm frame size, with a magnetic stack length of 1 in., a rated speed of 3000 rpm, a 2000 line encoder feedback, No shaft key/no shaft seal, Circular bayonet, facing shaft, No brake, IEC metric, and Standard designated options.</p> | 99.6845
59271 | MPL-A310F-HK24AA | G | <p>This Premium permanent magnet rotary servo motor (Low inertia) includes a 200V, 100 mm frame size, with a magnetic stack length of 1 in., a rated speed of 3000 rpm, a 2000 line encoder feedback, No shaft key/no shaft seal, Circular bayonet, facing shaft, 24V DC brake, IEC metric, and Standard designated options.</p> | 99.3769
59270 | MPL-A310F-MJ24AA | G | <p>This Premium permanent magnet rotary servo motor (Low inertia) includes a 200V, 100 mm frame size, with a magnetic stack length of 1 in., a rated speed of 3000 rpm, a Multi-turn high-resolution encoder feedback, Shaft key/no shaft seal, Circular bayonet, facing shaft, 24V DC brake, IEC metric, and Standard designated options.</p> | 99.1045
59269 | MPL-A310F-MJ72AA | G | <p>This Premium permanent magnet rotary servo motor (Low inertia) includes a 200V, 100 mm frame size, with a magnetic stack length of 1 in., a rated speed of 3000 rpm, a Multi-turn high-resolution encoder feedback, Shaft key/no shaft seal, Circular DIN, right angle, 180 degrees rotatable, No brake, IEC metric, and Standard designated options.</p> | 99.4269
59101 | MPL-A310F-MK22AA | G | <p>This Premium permanent magnet rotary servo motor (Low inertia) includes a 200V, 100 mm frame size, with a magnetic stack length of 1 in., a rated speed of 3000 rpm, a Multi-turn high-resolution encoder feedback, No shaft key/no shaft seal, Circular bayonet, facing shaft, No brake, IEC metric, and Standard designated options.</p> | 99.4012
59044 | MPL-A310F-MK24AA | G | <p>This Premium permanent magnet rotary servo motor (Low inertia) includes a 200V, 100 mm frame size, with a magnetic stack length of 1 in., a rated speed of 3000 rpm, a Multi-turn high-resolution encoder feedback, No shaft key/no shaft seal, Circular bayonet, facing shaft, 24V DC brake, IEC metric, and Standard designated options.</p> | 99.7041
59074 | MPL-A310F-SJ22AA | G | <p>This Premium permanent magnet rotary servo motor (Low inertia) includes a 200V, 100 mm frame size, with a magnetic stack length of 1 in., a rated speed of 3000 rpm, a Single-turn high-resolution encoder feedback, Shaft key/no shaft seal, Circular bayonet, facing shaft, No brake, IEC metric, and Standard designated options.</p> | 99.6988
59178 | MPL-A310F-SJ24AA | G | <p>This Premium permanent magnet rotary servo motor (Low inertia) includes a 200V, 100 mm frame size, with a magnetic stack length of 1 in., a rated speed of 3000 rpm, a Single-turn high-resolution encoder feedback, Shaft key/no shaft seal, Circular bayonet, facing shaft, 24V DC brake, IEC metric, and Standard designated options.</p> | 99.4048
59046 | MPL-A310F-SJ72AA | G | <p>This Premium permanent magnet rotary servo motor (Low inertia) includes a 200V, 100 mm frame size, with a magnetic stack length of 1 in., a rated speed of 3000 rpm, a Single-turn high-resolution encoder feedback, Shaft key/no shaft seal, Circular DIN, right angle, 180 degrees rotatable, No brake, IEC metric, and Standard designated options.</p> | 99.4286
59268 | MPL-A310F-SK22AA | G | <p>This Premium permanent magnet rotary servo motor (Low inertia) includes a 200V, 100 mm frame size, with a magnetic stack length of 1 in., a rated speed of 3000 rpm, a Single-turn high-resolution encoder feedback, No shaft key/no shaft seal, Circular bayonet, facing shaft, No brake, IEC metric, and Standard designated options.</p> | 99.403
59077 | MPL-A310F-SK24AA | G | <p>This Premium permanent magnet rotary servo motor (Low inertia) includes a 200V, 100 mm frame size, with a magnetic stack length of 1 in., a rated speed of 3000 rpm, a Single-turn high-resolution encoder feedback, No shaft key/no shaft seal, Circular bayonet, facing shaft, 24V DC brake, IEC metric, and Standard designated options.</p> | 99.41
59193 | MPL-A310P-HJ22AA | G | <p>This Premium permanent magnet rotary servo motor (Low inertia) includes a 200V, 100 mm frame size, with a magnetic stack length of 1 in., a rated speed of 5000 rpm, a 2000 line encoder feedback, Shaft key/no shaft seal, Circular bayonet, facing shaft, No brake, IEC metric, and Standard designated options.</p> | 99.6815
59076 | MPL-A310P-HJ24AA | G | <p>This Premium permanent magnet rotary servo motor (Low inertia) includes a 200V, 100 mm frame size, with a magnetic stack length of 1 in., a rated speed of 5000 rpm, a 2000 line encoder feedback, Shaft key/no shaft seal, Circular bayonet, facing shaft, 24V DC brake, IEC metric, and Standard designated options.</p> | 99.6855
59177 | MPL-A310P-HJ72AA | G | <p>This Premium permanent magnet rotary servo motor (Low inertia) includes a 200V, 100 mm frame size, with a magnetic stack length of 1 in., a rated speed of 5000 rpm, a 2000 line encoder feedback, Shaft key/no shaft seal, Circular DIN, right angle, 180 degrees rotatable, No brake, IEC metric, and Standard designated options.</p> | 99.6988
59187 | MPL-A310P-HK22AA | G | <p>This Premium permanent magnet rotary servo motor (Low inertia) includes a 200V, 100 mm frame size, with a magnetic stack length of 1 in., a rated speed of 5000 rpm, a 2000 line encoder feedback, No shaft key/no shaft seal, Circular bayonet, facing shaft, No brake, IEC metric, and Standard designated options.</p> | 99.6845
59176 | MPL-A310P-HK24AA | G | <p>This Premium permanent magnet rotary servo motor (Low inertia) includes a 200V, 100 mm frame size, with a magnetic stack length of 1 in., a rated speed of 5000 rpm, a 2000 line encoder feedback, No shaft key/no shaft seal, Circular bayonet, facing shaft, 24V DC brake, IEC metric, and Standard designated options.</p> | 99.6885
59175 | MPL-A310P-MJ22AA | G | <p>This Premium permanent magnet rotary servo motor (Low inertia) includes a 200V, 100 mm frame size, with a magnetic stack length of 1 in., a rated speed of 5000 rpm, a Multi-turn high-resolution encoder feedback, Shaft key/no shaft seal, Circular bayonet, facing shaft, No brake, IEC metric, and Standard designated options.</p> | 99.6979
59174 | MPL-A310P-MJ24AA | G | <p>This Premium permanent magnet rotary servo motor (Low inertia) includes a 200V, 100 mm frame size, with a magnetic stack length of 1 in., a rated speed of 5000 rpm, a Multi-turn high-resolution encoder feedback, Shaft key/no shaft seal, Circular bayonet, facing shaft, 24V DC brake, IEC metric, and Standard designated options.</p> | 99.7015
59081 | MPL-A310P-MK22AA | G | <p>This Premium permanent magnet rotary servo motor (Low inertia) includes a 200V, 100 mm frame size, with a magnetic stack length of 1 in., a rated speed of 5000 rpm, a Multi-turn high-resolution encoder feedback, No shaft key/no shaft seal, Circular bayonet, facing shaft, No brake, IEC metric, and Standard designated options.</p> | 99.7006
59173 | MPL-A310P-MK24AA | G | <p>This Premium permanent magnet rotary servo motor (Low inertia) includes a 200V, 100 mm frame size, with a magnetic stack length of 1 in., a rated speed of 5000 rpm, a Multi-turn high-resolution encoder feedback, No shaft key/no shaft seal, Circular bayonet, facing shaft, 24V DC brake, IEC metric, and Standard designated options.</p> | 99.2571
59172 | MPL-A310P-MK72AA | G | <p>This Premium permanent magnet rotary servo motor (Low inertia) includes a 200V, 100 mm frame size, with a magnetic stack length of 1 in., a rated speed of 5000 rpm, a Multi-turn high-resolution encoder feedback, No shaft key/no shaft seal, Circular DIN, right angle, 180 degrees rotatable, No brake, IEC metric, and Standard designated options.</p> | 99.1477
59171 | MPL-A310P-SJ22AA | G | <p>This Premium permanent magnet rotary servo motor (Low inertia) includes a 200V, 100 mm frame size, with a magnetic stack length of 1 in., a rated speed of 5000 rpm, a Single-turn high-resolution encoder feedback, Shaft key/no shaft seal, Circular bayonet, facing shaft, No brake, IEC metric, and Standard designated options.</p> | 99.3976
59267 | MPL-A310P-SJ74AA | G | <p>This Premium permanent magnet rotary servo motor (Low inertia) includes a 200V, 100 mm frame size, with a magnetic stack length of 1 in., a rated speed of 5000 rpm, a Single-turn high-resolution encoder feedback, Shaft key/no shaft seal, Circular DIN, right angle, 180 degrees rotatable, 24V DC brake, IEC metric, and Standard designated options.</p> | 99.1525
59098 | MPL-A310P-SK22AA | G | <p>This Premium permanent magnet rotary servo motor (Low inertia) includes a 200V, 100 mm frame size, with a magnetic stack length of 1 in., a rated speed of 5000 rpm, a Single-turn high-resolution encoder feedback, No shaft key/no shaft seal, Circular bayonet, facing shaft, No brake, IEC metric, and Standard designated options.</p> | 99.7015
59266 | MPL-A320B-HK22AA | G | <p>This Premium permanent magnet rotary servo motor (Low inertia) includes a 200V, 100 mm frame size, with a magnetic stack length of 2 in., a rated speed of 1000 rpm, a 2000 line encoder feedback, No shaft key/no shaft seal, Circular bayonet, facing shaft, No brake, IEC metric, and Standard designated options.</p> | 99.3691
59080 | MPL-A320H-HJ22AA | G | The Allen-Bradley MPL-A320H-HJ22AA is a Servo Motor that is part of the Kinetix MP Low-Inertia series. This servo motor belongs to the 230V voltage class, Frame size 3, 50.8 mm magnet stack with rated speed of 3500 rpm. It uses a 2000 lines/revolution, incremental encoder as position feedback. | 96
59197 | MPL-A320H-HK22AA | G | <p>This Premium permanent magnet rotary servo motor (Low inertia) includes a 200V, 100 mm frame size, with a magnetic stack length of 2 in., a rated speed of 3500 rpm, a 2000 line encoder feedback, No shaft key/no shaft seal, Circular bayonet, facing shaft, No brake, IEC metric, and Standard designated options.</p> | 99.3691
59265 | MPL-A320H-HK24AA | G | <p>This Premium permanent magnet rotary servo motor (Low inertia) includes a 200V, 100 mm frame size, with a magnetic stack length of 2 in., a rated speed of 3500 rpm, a 2000 line encoder feedback, No shaft key/no shaft seal, Circular bayonet, facing shaft, 24V DC brake, IEC metric, and Standard designated options.</p> | 99.6885
59170 | MPL-A320H-MJ22AA | G | <p>This Premium permanent magnet rotary servo motor (Low inertia) includes a 200V, 100 mm frame size, with a magnetic stack length of 2 in., a rated speed of 3500 rpm, a Multi-turn high-resolution encoder feedback, Shaft key/no shaft seal, Circular bayonet, facing shaft, No brake, IEC metric, and Standard designated options.</p> | 99.6979
59264 | MPL-A320H-MJ24AA | G | <p>This Premium permanent magnet rotary servo motor (Low inertia) includes a 200V, 100 mm frame size, with a magnetic stack length of 2 in., a rated speed of 3500 rpm, a Multi-turn high-resolution encoder feedback, Shaft key/no shaft seal, Circular bayonet, facing shaft, 24V DC brake, IEC metric, and Standard designated options.</p> | 99.403
59278 | MPL-A320H-MJ72AA | G | <p>This Premium permanent magnet rotary servo motor (Low inertia) includes a 200V, 100 mm frame size, with a magnetic stack length of 2 in., a rated speed of 3500 rpm, a Multi-turn high-resolution encoder feedback, Shaft key/no shaft seal, Circular DIN, right angle, 180 degrees rotatable, No brake, IEC metric, and Standard designated options.</p> | 99.1404
59169 | MPL-A320H-MJ74AA | G | <p>This Premium permanent magnet rotary servo motor (Low inertia) includes a 200V, 100 mm frame size, with a magnetic stack length of 2 in., a rated speed of 3500 rpm, a Multi-turn high-resolution encoder feedback, Shaft key/no shaft seal, Circular DIN, right angle, 180 degrees rotatable, 24V DC brake, IEC metric, and Standard designated options.</p> | 99.1501
59065 | MPL-A320H-MK22AA | G | <p>This Premium permanent magnet rotary servo motor (Low inertia) includes a 200V, 100 mm frame size, with a magnetic stack length of 2 in., a rated speed of 3500 rpm, a Multi-turn high-resolution encoder feedback, No shaft key/no shaft seal, Circular bayonet, facing shaft, No brake, IEC metric, and Standard designated options.</p> | 99.7006
59189 | MPL-A320H-SJ22AA | G | <p>This Premium permanent magnet rotary servo motor (Low inertia) includes a 200V, 100 mm frame size, with a magnetic stack length of 2 in., a rated speed of 3500 rpm, a Single-turn high-resolution encoder feedback, Shaft key/no shaft seal, Circular bayonet, facing shaft, No brake, IEC metric, and Standard designated options.</p> | 99.0964
59263 | MPL-A320H-SJ72AA | G | <p>This Premium permanent magnet rotary servo motor (Low inertia) includes a 200V, 100 mm frame size, with a magnetic stack length of 2 in., a rated speed of 3500 rpm, a Single-turn high-resolution encoder feedback, Shaft key/no shaft seal, Circular DIN, right angle, 180 degrees rotatable, No brake, IEC metric, and Standard designated options.</p> | 99.1429
59168 | MPL-A320P-HJ22AA | G | <p>This Premium permanent magnet rotary servo motor (Low inertia) includes a 200V, 100 mm frame size, with a magnetic stack length of 2 in., a rated speed of 5000 rpm, a 2000 line encoder feedback, Shaft key/no shaft seal, Circular bayonet, facing shaft, No brake, IEC metric, and Standard designated options.</p> | 99.6815
59584 | MPL-A320P-HJ24AA | G | <p>This Premium permanent magnet rotary servo motor (Low inertia) includes a 200V, 100 mm frame size, with a magnetic stack length of 2 in., a rated speed of 5000 rpm, a 2000 line encoder feedback, Shaft key/no shaft seal, Circular bayonet, facing shaft, 24V DC brake, IEC metric, and Standard designated options.</p> | 98.4177
59262 | MPL-A320P-HJ72AA | G | <p>This Premium permanent magnet rotary servo motor (Low inertia) includes a 200V, 100 mm frame size, with a magnetic stack length of 2 in., a rated speed of 5000 rpm, a 2000 line encoder feedback, Shaft key/no shaft seal, Circular DIN, right angle, 180 degrees rotatable, No brake, IEC metric, and Standard designated options.</p> | 99.3976
59167 | MPL-A320P-HK22AA | G | <p>This Premium permanent magnet rotary servo motor (Low inertia) includes a 200V, 100 mm frame size, with a magnetic stack length of 2 in., a rated speed of 5000 rpm, a 2000 line encoder feedback, No shaft key/no shaft seal, Circular bayonet, facing shaft, No brake, IEC metric, and Standard designated options.</p> | 99.6845
59282 | MPL-A320P-HK24AA | G | <p>This Premium permanent magnet rotary servo motor (Low inertia) includes a 200V, 100 mm frame size, with a magnetic stack length of 2 in., a rated speed of 5000 rpm, a 2000 line encoder feedback, No shaft key/no shaft seal, Circular bayonet, facing shaft, 24V DC brake, IEC metric, and Standard designated options.</p> | 99.3769
59280 | MPL-A320P-HK72AA | G | <p>This Premium permanent magnet rotary servo motor (Low inertia) includes a 200V, 100 mm frame size, with a magnetic stack length of 2 in., a rated speed of 5000 rpm, a 2000 line encoder feedback, No shaft key/no shaft seal, Circular DIN, right angle, 180 degrees rotatable, No brake, IEC metric, and Standard designated options.</p> | 98.3508
59261 | MPL-A320P-MJ22AA | G | <p>This Premium permanent magnet rotary servo motor (Low inertia) includes a 200V, 100 mm frame size, with a magnetic stack length of 2 in., a rated speed of 5000 rpm, a Multi-turn high-resolution encoder feedback, Shaft key/no shaft seal, Circular bayonet, facing shaft, No brake, IEC metric, and Standard designated options.</p> | 99.0937
59166 | MPL-A320P-MJ24AA | G | <p>This Premium permanent magnet rotary servo motor (Low inertia) includes a 200V, 100 mm frame size, with a magnetic stack length of 2 in., a rated speed of 5000 rpm, a Multi-turn high-resolution encoder feedback, Shaft key/no shaft seal, Circular bayonet, facing shaft, 24V DC brake, IEC metric, and Standard designated options.</p> | 99.7015
59183 | MPL-A320P-MJ72AA | G | The Allen-Bradley MPL-A320P-MJ72AA is a Servo Motor that is part of the Kinetix MP Low-Inertia series. This servo motor belongs to the 230V voltage class, Frame size 3, 50.8 mm magnet stack with rated speed of 5000 rpm. It uses a 1024 sin/cos, absolute multi-turn encoder as position feedback. | 98.8075
59259 | MPL-A320P-MK22AA | G | <p>This Premium permanent magnet rotary servo motor (Low inertia) includes a 200V, 100 mm frame size, with a magnetic stack length of 2 in., a rated speed of 5000 rpm, a Multi-turn high-resolution encoder feedback, No shaft key/no shaft seal, Circular bayonet, facing shaft, No brake, IEC metric, and Standard designated options.</p> | 99.2481
59165 | MPL-A320P-MK24AA | G | <p>This Premium permanent magnet rotary servo motor (Low inertia) includes a 200V, 100 mm frame size, with a magnetic stack length of 2 in., a rated speed of 5000 rpm, a Multi-turn high-resolution encoder feedback, No shaft key/no shaft seal, Circular bayonet, facing shaft, 24V DC brake, IEC metric, and Standard designated options.</p> | 99.7041
59164 | MPL-A320P-SJ22AA | G | <p>This Premium permanent magnet rotary servo motor (Low inertia) includes a 200V, 100 mm frame size, with a magnetic stack length of 2 in., a rated speed of 5000 rpm, a Single-turn high-resolution encoder feedback, Shaft key/no shaft seal, Circular bayonet, facing shaft, No brake, IEC metric, and Standard designated options.</p> | 99.6988
59163 | MPL-A320P-SJ72AA | G | <p>This Premium permanent magnet rotary servo motor (Low inertia) includes a 200V, 100 mm frame size, with a magnetic stack length of 2 in., a rated speed of 5000 rpm, a Single-turn high-resolution encoder feedback, Shaft key/no shaft seal, Circular DIN, right angle, 180 degrees rotatable, No brake, IEC metric, and Standard designated options.</p> | 99.7143
59258 | MPL-A320P-SJ74AA | G | <p>This Premium permanent magnet rotary servo motor (Low inertia) includes a 200V, 100 mm frame size, with a magnetic stack length of 2 in., a rated speed of 5000 rpm, a Single-turn high-resolution encoder feedback, Shaft key/no shaft seal, Circular DIN, right angle, 180 degrees rotatable, 24V DC brake, IEC metric, and Standard designated options.</p> | 99.7175
59162 | MPL-A320P-SK22AA | G | <p>This Premium permanent magnet rotary servo motor (Low inertia) includes a 200V, 100 mm frame size, with a magnetic stack length of 2 in., a rated speed of 5000 rpm, a Single-turn high-resolution encoder feedback, No shaft key/no shaft seal, Circular bayonet, facing shaft, No brake, IEC metric, and Standard designated options.</p> | 99.7015
59185 | MPL-A320P-SK24AA | G | <p>This Premium permanent magnet rotary servo motor (Low inertia) includes a 200V, 100 mm frame size, with a magnetic stack length of 2 in., a rated speed of 5000 rpm, a Single-turn high-resolution encoder feedback, No shaft key/no shaft seal, Circular bayonet, facing shaft, 24V DC brake, IEC metric, and Standard designated options.</p> | 99.705
59257 | MPL-A320P-SK72AA | G | <p>This Premium permanent magnet rotary servo motor (Low inertia) includes a 200V, 100 mm frame size, with a magnetic stack length of 2 in., a rated speed of 5000 rpm, a Single-turn high-resolution encoder feedback, No shaft key/no shaft seal, Circular DIN, right angle, 180 degrees rotatable, No brake, IEC metric, and Standard designated options.</p> | 99.7167
59668 | MPL-A330P-HJ22AA | G | <p>This Premium permanent magnet rotary servo motor (Low inertia) includes a 200V, 100 mm frame size, with a magnetic stack length of 3 in., a rated speed of 5000 rpm, a 2000 line encoder feedback, Shaft key/no shaft seal, Circular bayonet, facing shaft, No brake, IEC metric, and Standard designated options.</p> | 98.5737
59256 | MPL-A330P-HJ24AA | G | <p>This Premium permanent magnet rotary servo motor (Low inertia) includes a 200V, 100 mm frame size, with a magnetic stack length of 3 in., a rated speed of 5000 rpm, a 2000 line encoder feedback, Shaft key/no shaft seal, Circular bayonet, facing shaft, 24V DC brake, IEC metric, and Standard designated options.</p> | 99.6855
59276 | MPL-A330P-HK22AA | G | <p>This Premium permanent magnet rotary servo motor (Low inertia) includes a 200V, 100 mm frame size, with a magnetic stack length of 3 in., a rated speed of 5000 rpm, a 2000 line encoder feedback, No shaft key/no shaft seal, Circular bayonet, facing shaft, No brake, IEC metric, and Standard designated options.</p> | 99.3691
59255 | MPL-A330P-HK72AA | G | <p>This Premium permanent magnet rotary servo motor (Low inertia) includes a 200V, 100 mm frame size, with a magnetic stack length of 3 in., a rated speed of 5000 rpm, a 2000 line encoder feedback, No shaft key/no shaft seal, Circular DIN, right angle, 180 degrees rotatable, No brake, IEC metric, and Standard designated options.</p> | 99.7015
59095 | MPL-A330P-MJ22AA | G | <p>This Premium permanent magnet rotary servo motor (Low inertia) includes a 200V, 100 mm frame size, with a magnetic stack length of 3 in., a rated speed of 5000 rpm, a Multi-turn high-resolution encoder feedback, Shaft key/no shaft seal, Circular bayonet, facing shaft, No brake, IEC metric, and Standard designated options.</p> | 99.6979
59161 | MPL-A330P-MJ24AA | G | <p>This Premium permanent magnet rotary servo motor (Low inertia) includes a 200V, 100 mm frame size, with a magnetic stack length of 3 in., a rated speed of 5000 rpm, a Multi-turn high-resolution encoder feedback, Shaft key/no shaft seal, Circular bayonet, facing shaft, 24V DC brake, IEC metric, and Standard designated options.</p> | 99.7015
59160 | MPL-A330P-MJ72AA | G | <p>This Premium permanent magnet rotary servo motor (Low inertia) includes a 200V, 100 mm frame size, with a magnetic stack length of 3 in., a rated speed of 5000 rpm, a Multi-turn high-resolution encoder feedback, Shaft key/no shaft seal, Circular DIN, right angle, 180 degrees rotatable, No brake, IEC metric, and Standard designated options.</p> | 99.4269
59254 | MPL-A330P-MK22AA | G | <p>This Premium permanent magnet rotary servo motor (Low inertia) includes a 200V, 100 mm frame size, with a magnetic stack length of 3 in., a rated speed of 5000 rpm, a Multi-turn high-resolution encoder feedback, No shaft key/no shaft seal, Circular bayonet, facing shaft, No brake, IEC metric, and Standard designated options.</p> | 99.7006
59652 | MPL-A330P-MK74AA | G | <p>This Premium permanent magnet rotary servo motor (Low inertia) includes a 200V, 100 mm frame size, with a magnetic stack length of 3 in., a rated speed of 5000 rpm, a Multi-turn high-resolution encoder feedback, No shaft key/no shaft seal, Circular DIN, right angle, 180 degrees rotatable, 24V DC brake, IEC metric, and Standard designated options.</p> | 98.8764
59084 | MPL-A330P-SJ22AA | G | <p>This Premium permanent magnet rotary servo motor (Low inertia) includes a 200V, 100 mm frame size, with a magnetic stack length of 3 in., a rated speed of 5000 rpm, a Single-turn high-resolution encoder feedback, Shaft key/no shaft seal, Circular bayonet, facing shaft, No brake, IEC metric, and Standard designated options.</p> | 99.6988
59159 | MPL-A330P-SJ24AA | G | <p>This Premium permanent magnet rotary servo motor (Low inertia) includes a 200V, 100 mm frame size, with a magnetic stack length of 3 in., a rated speed of 5000 rpm, a Single-turn high-resolution encoder feedback, Shaft key/no shaft seal, Circular bayonet, facing shaft, 24V DC brake, IEC metric, and Standard designated options.</p> | 99.4048
59097 | MPL-A330P-SJ72AA | G | <p>This Premium permanent magnet rotary servo motor (Low inertia) includes a 200V, 100 mm frame size, with a magnetic stack length of 3 in., a rated speed of 5000 rpm, a Single-turn high-resolution encoder feedback, Shaft key/no shaft seal, Circular DIN, right angle, 180 degrees rotatable, No brake, IEC metric, and Standard designated options.</p> | 99.7143
59253 | MPL-A330P-SK22AA | G | <p>This Premium permanent magnet rotary servo motor (Low inertia) includes a 200V, 100 mm frame size, with a magnetic stack length of 3 in., a rated speed of 5000 rpm, a Single-turn high-resolution encoder feedback, No shaft key/no shaft seal, Circular bayonet, facing shaft, No brake, IEC metric, and Standard designated options.</p> | 99.403
59158 | MPL-A330P-SK72AA | G | <p>This Premium permanent magnet rotary servo motor (Low inertia) includes a 200V, 100 mm frame size, with a magnetic stack length of 3 in., a rated speed of 5000 rpm, a Single-turn high-resolution encoder feedback, No shaft key/no shaft seal, Circular DIN, right angle, 180 degrees rotatable, No brake, IEC metric, and Standard designated options.</p> | 99.7167
59157 | MPL-A420P-HJ22AA | G | <p>This Premium permanent magnet rotary servo motor (Low inertia) includes a 200V, 115 mm frame size, with a magnetic stack length of 2 in., a rated speed of 5000 rpm, a 2000 line encoder feedback, Shaft key/no shaft seal, Circular bayonet, facing shaft, No brake, IEC metric, and Standard designated options.</p> | 99.6815
59562 | MPL-A420P-HJ24AA | G | <p>This Premium permanent magnet rotary servo motor (Low inertia) includes a 200V, 115 mm frame size, with a magnetic stack length of 2 in., a rated speed of 5000 rpm, a 2000 line encoder feedback, Shaft key/no shaft seal, Circular bayonet, facing shaft, 24V DC brake, IEC metric, and Standard designated options.</p> | 99.3711
29678 | MPL-A420P-HJ72AA | G | This MP-Series Low Inertia Servo Motors Specifications includes a 230 V, Frame Size 4 = 115 mm (4.53 in.), Stack Length 20 = 50.8 mm (2.0 in.), 5000 RPM, 2000 Line Incremental Encoder. It also includes a Keyed Shaft Extension, SpeedTEC DIN Connector, Right Angle, 180 Rotatable (Quick Connect), No Brake, IEC Metric, and Free Mounting Holes (Type FF). | 99.2888
59083 | MPL-A420P-HK22AA | G | <p>This Premium permanent magnet rotary servo motor (Low inertia) includes a 200V, 115 mm frame size, with a magnetic stack length of 2 in., a rated speed of 5000 rpm, a 2000 line encoder feedback, No shaft key/no shaft seal, Circular bayonet, facing shaft, No brake, IEC metric, and Standard designated options.</p> | 99.6845
59064 | MPL-A420P-HK72AA | G | <p>This Premium permanent magnet rotary servo motor (Low inertia) includes a 200V, 115 mm frame size, with a magnetic stack length of 2 in., a rated speed of 5000 rpm, a 2000 line encoder feedback, No shaft key/no shaft seal, Circular DIN, right angle, 180 degrees rotatable, No brake, IEC metric, and Standard designated options.</p> | 99.7015
59252 | MPL-A420P-MJ22AA | G | <p>This Premium permanent magnet rotary servo motor (Low inertia) includes a 200V, 115 mm frame size, with a magnetic stack length of 2 in., a rated speed of 5000 rpm, a Multi-turn high-resolution encoder feedback, Shaft key/no shaft seal, Circular bayonet, facing shaft, No brake, IEC metric, and Standard designated options.</p> | 99.3958
59251 | MPL-A420P-MJ24AA | G | <p>This Premium permanent magnet rotary servo motor (Low inertia) includes a 200V, 115 mm frame size, with a magnetic stack length of 2 in., a rated speed of 5000 rpm, a Multi-turn high-resolution encoder feedback, Shaft key/no shaft seal, Circular bayonet, facing shaft, 24V DC brake, IEC metric, and Standard designated options.</p> | 99.1045
29679 | MPL-A420P-MJ72AA | G | This MP-Series Low Inertia Servo Motor's Specifications includes a 230 V, Frame Size 4 = 115 mm (4.53 in.), Stack Length 20 = 50.8 mm (2.0 in.), 5000 RPM, Multi-turn High-resolution Encoder (absolute feedback). It also includes a Keyed Shaft Extension, SpeedTEC DIN Connector, Right Angle, 180 Rotatable (Quick Connect), No Brake, IEC Metric, and Free Mounting Holes (Type FF). | 98.9418
59250 | MPL-A420P-MJ74AA | G | <p>This Premium permanent magnet rotary servo motor (Low inertia) includes a 200V, 115 mm frame size, with a magnetic stack length of 2 in., a rated speed of 5000 rpm, a Multi-turn high-resolution encoder feedback, Shaft key/no shaft seal, Circular DIN, right angle, 180 degrees rotatable, 24V DC brake, IEC metric, and Standard designated options.</p> | 99.1501
59196 | MPL-A420P-MK22AA | G | <p>This Premium permanent magnet rotary servo motor (Low inertia) includes a 200V, 115 mm frame size, with a magnetic stack length of 2 in., a rated speed of 5000 rpm, a Multi-turn high-resolution encoder feedback, No shaft key/no shaft seal, Circular bayonet, facing shaft, No brake, IEC metric, and Standard designated options.</p> | 99.4012
59195 | MPL-A420P-SJ22AA | G | <p>This Premium permanent magnet rotary servo motor (Low inertia) includes a 200V, 115 mm frame size, with a magnetic stack length of 2 in., a rated speed of 5000 rpm, a Single-turn high-resolution encoder feedback, Shaft key/no shaft seal, Circular bayonet, facing shaft, No brake, IEC metric, and Standard designated options.</p> | 99.3976
59100 | MPL-A420P-SJ24AA | G | <p>This Premium permanent magnet rotary servo motor (Low inertia) includes a 200V, 115 mm frame size, with a magnetic stack length of 2 in., a rated speed of 5000 rpm, a Single-turn high-resolution encoder feedback, Shaft key/no shaft seal, Circular bayonet, facing shaft, 24V DC brake, IEC metric, and Standard designated options.</p> | 99.7024
29680 | MPL-A420P-SJ72AA | G | This MP-Series Low Inertia Servo Motor's Specifications includes a 230 V, Frame Size 4 = 115 mm (4.53 in.), Stack Length 20 = 50.8 mm (2.0 in.), 5000 RPM, Single-turn High-resolution Encoder. It also includes a Keyed Shaft Extension, SpeedTEC DIN Connector, Right Angle, 180 Rotatable (Quick Connect), No Brake, IEC Metric, and Free Mounting Holes (Type FF). | 99.4413
59599 | MPL-A420P-SJ74AA | G | <p>This Premium permanent magnet rotary servo motor (Low inertia) includes a 200V, 115 mm frame size, with a magnetic stack length of 2 in., a rated speed of 5000 rpm, a Single-turn high-resolution encoder feedback, Shaft key/no shaft seal, Circular DIN, right angle, 180 degrees rotatable, 24V DC brake, IEC metric, and Standard designated options.</p> | 99.2928
59087 | MPL-A430H-HJ24AA | G | <p>This Premium permanent magnet rotary servo motor (Low inertia) includes a 200V, 115 mm frame size, with a magnetic stack length of 3 in., a rated speed of 3500 rpm, a 2000 line encoder feedback, Shaft key/no shaft seal, Circular bayonet, facing shaft, 24V DC brake, IEC metric, and Standard designated options.</p> | 99.6855
29681 | MPL-A430H-HJ72AA | G | This MP-Series Low Inertia Servo Motor's Specifications includes a 230 V, Frame Size 4 = 115 mm (4.53 in.), Stack Length 30 = 76.2 mm (3.0 in.), 3500 RPM, 2000 Line Incremental Encoder. It also includes a Keyed Shaft Extension, SpeedTEC DIN Connector, Right Angle, 180 Rotatable (Quick Connect), No Brake, IEC Metric, and Free Mounting Holes (Type FF). | 99.7159
59073 | MPL-A430H-HJ74AA | G | <p>This Premium permanent magnet rotary servo motor (Low inertia) includes a 200V, 115 mm frame size, with a magnetic stack length of 3 in., a rated speed of 3500 rpm, a 2000 line encoder feedback, Shaft key/no shaft seal, Circular DIN, right angle, 180 degrees rotatable, 24V DC brake, IEC metric, and Standard designated options.</p> | 98.6667
59192 | MPL-A430H-HK24AA | G | <p>This Premium permanent magnet rotary servo motor (Low inertia) includes a 200V, 115 mm frame size, with a magnetic stack length of 3 in., a rated speed of 3500 rpm, a 2000 line encoder feedback, No shaft key/no shaft seal, Circular bayonet, facing shaft, 24V DC brake, IEC metric, and Standard designated options.</p> | 99.3769
59063 | MPL-A430H-MJ24AA | G | <p>This Premium permanent magnet rotary servo motor (Low inertia) includes a 200V, 115 mm frame size, with a magnetic stack length of 3 in., a rated speed of 3500 rpm, a Multi-turn high-resolution encoder feedback, Shaft key/no shaft seal, Circular bayonet, facing shaft, 24V DC brake, IEC metric, and Standard designated options.</p> | 99.7015
59089 | MPL-A430H-MJ72AA | G | <p>This Premium permanent magnet rotary servo motor (Low inertia) includes a 200V, 115 mm frame size, with a magnetic stack length of 3 in., a rated speed of 3500 rpm, a Multi-turn high-resolution encoder feedback, Shaft key/no shaft seal, Circular DIN, right angle, 180 degrees rotatable, No brake, IEC metric, and Standard designated options.</p> | 99.2826
59248 | MPL-A430H-MK22AA | G | <p>This Premium permanent magnet rotary servo motor (Low inertia) includes a 200V, 115 mm frame size, with a magnetic stack length of 3 in., a rated speed of 3500 rpm, a Multi-turn high-resolution encoder feedback, No shaft key/no shaft seal, Circular bayonet, facing shaft, No brake, IEC metric, and Standard designated options.</p> | 99.1018
59156 | MPL-A430H-MK24AA | G | <p>This Premium permanent magnet rotary servo motor (Low inertia) includes a 200V, 115 mm frame size, with a magnetic stack length of 3 in., a rated speed of 3500 rpm, a Multi-turn high-resolution encoder feedback, No shaft key/no shaft seal, Circular bayonet, facing shaft, 24V DC brake, IEC metric, and Standard designated options.</p> | 99.7041
59284 | MPL-A430H-SJ22AA | G | <p>This Premium permanent magnet rotary servo motor (Low inertia) includes a 200V, 115 mm frame size, with a magnetic stack length of 3 in., a rated speed of 3500 rpm, a Single-turn high-resolution encoder feedback, Shaft key/no shaft seal, Circular bayonet, facing shaft, No brake, IEC metric, and Standard designated options.</p> | 99.0964
59247 | MPL-A430H-SJ24AA | G | <p>This Premium permanent magnet rotary servo motor (Low inertia) includes a 200V, 115 mm frame size, with a magnetic stack length of 3 in., a rated speed of 3500 rpm, a Single-turn high-resolution encoder feedback, Shaft key/no shaft seal, Circular bayonet, facing shaft, 24V DC brake, IEC metric, and Standard designated options.</p> | 98.8095
29682 | MPL-A430H-SJ72AA | G | This MP-Series Low Inertia Servo Motor's Specifications includes a 230 V, Frame Size 4 = 115 mm (4.53 in.), Stack Length 30 = 76.2 mm (3.0 in.), 3500 RPM, Single-turn High-resolution Encoder. It also includes a Keyed Shaft Extension, SpeedTEC DIN Connector, Right Angle, 180 Rotatable (Quick Connect), No Brake, IEC Metric, and Free Mounting Holes (Type FF). | 98.6072
59188 | MPL-A430P-HJ22AA | G | <p>This Premium permanent magnet rotary servo motor (Low inertia) includes a 200V, 115 mm frame size, with a magnetic stack length of 3 in., a rated speed of 5000 rpm, a 2000 line encoder feedback, Shaft key/no shaft seal, Circular bayonet, facing shaft, No brake, IEC metric, and Standard designated options.</p> | 99.6815
59184 | MPL-A430P-HJ24AA | G | <p>This Premium permanent magnet rotary servo motor (Low inertia) includes a 200V, 115 mm frame size, with a magnetic stack length of 3 in., a rated speed of 5000 rpm, a 2000 line encoder feedback, Shaft key/no shaft seal, Circular bayonet, facing shaft, 24V DC brake, IEC metric, and Standard designated options.</p> | 99.6855
29683 | MPL-A430P-HJ72AA | G | This MP-Series Low Inertia Servo Motor's Specifications includes a 230 V, Frame Size 4 = 115 mm (4.53 in.), Stack Length 30 = 76.2 mm (3.0 in.), 5000 RPM, 2000 Line Incremental Encoder. It also includes a Keyed Shaft Extension, SpeedTEC DIN Connector, Right Angle, 180 Rotatable (Quick Connect), No Brake, IEC Metric, and Free Mounting Holes (Type FF). | 98.0114
59072 | MPL-A430P-HK22AA | G | <p>This Premium permanent magnet rotary servo motor (Low inertia) includes a 200V, 115 mm frame size, with a magnetic stack length of 3 in., a rated speed of 5000 rpm, a 2000 line encoder feedback, No shaft key/no shaft seal, Circular bayonet, facing shaft, No brake, IEC metric, and Standard designated options.</p> | 99.6845
59042 | MPL-A430P-MJ22AA | G | <p>This Premium permanent magnet rotary servo motor (Low inertia) includes a 200V, 115 mm frame size, with a magnetic stack length of 3 in., a rated speed of 5000 rpm, a Multi-turn high-resolution encoder feedback, Shaft key/no shaft seal, Circular bayonet, facing shaft, No brake, IEC metric, and Standard designated options.</p> | 99.6979
59199 | MPL-A430P-MJ24AA | G | <p>This Premium permanent magnet rotary servo motor (Low inertia) includes a 200V, 115 mm frame size, with a magnetic stack length of 3 in., a rated speed of 5000 rpm, a Multi-turn high-resolution encoder feedback, Shaft key/no shaft seal, Circular bayonet, facing shaft, 24V DC brake, IEC metric, and Standard designated options.</p> | 99.7015
29684 | MPL-A430P-MJ72AA | G | The Allen-Bradley MPL-A430P-MJ72AA is a Servo Motor that is part of the Kinetix MP Low-Inertia series. This servo motor belongs to the 230V voltage class, Frame size 4, 76.2 mm (3.0 in.) magnet stack with rated speed of 5000 rpm. It uses a 1024 sin/cos, absolute multi-turn encoder using Hiperface protocol as position feedback. | 99.0881
29685 | MPL-A430P-MJ74AA | G | This MP-Series Low Inertia Servo Motor's Specifications includes a 230 V, Frame Size 4 = 115 mm (4.53 in.), Stack Length 30 = 76.2 mm (3.0 in.), 5000 RPM, Multi-turn High-resolution Encoder (absolute feedback). It also includes a Keyed Shaft Extension, SpeedTEC DIN Connector, Right Angle, 180 Rotatable (Quick Connect), 24V DC Brake, IEC Metric, and Free Mounting Holes (Type FF). | 98.1627
59155 | MPL-A430P-MK22AA | G | <p>This Premium permanent magnet rotary servo motor (Low inertia) includes a 200V, 115 mm frame size, with a magnetic stack length of 3 in., a rated speed of 5000 rpm, a Multi-turn high-resolution encoder feedback, No shaft key/no shaft seal, Circular bayonet, facing shaft, No brake, IEC metric, and Standard designated options.</p> | 99.7006
59246 | MPL-A430P-MK24AA | G | <p>This Premium permanent magnet rotary servo motor (Low inertia) includes a 200V, 115 mm frame size, with a magnetic stack length of 3 in., a rated speed of 5000 rpm, a Multi-turn high-resolution encoder feedback, No shaft key/no shaft seal, Circular bayonet, facing shaft, 24V DC brake, IEC metric, and Standard designated options.</p> | 99.4083
59245 | MPL-A430P-MK72AA | G | <p>This Premium permanent magnet rotary servo motor (Low inertia) includes a 200V, 115 mm frame size, with a magnetic stack length of 3 in., a rated speed of 5000 rpm, a Multi-turn high-resolution encoder feedback, No shaft key/no shaft seal, Circular DIN, right angle, 180 degrees rotatable, No brake, IEC metric, and Standard designated options.</p> | 99.1477
59244 | MPL-A430P-MK74AA | G | <p>This Premium permanent magnet rotary servo motor (Low inertia) includes a 200V, 115 mm frame size, with a magnetic stack length of 3 in., a rated speed of 5000 rpm, a Multi-turn high-resolution encoder feedback, No shaft key/no shaft seal, Circular DIN, right angle, 180 degrees rotatable, 24V DC brake, IEC metric, and Standard designated options.</p> | 99.4382
59067 | MPL-A430P-SJ22AA | G | <p>This Premium permanent magnet rotary servo motor (Low inertia) includes a 200V, 115 mm frame size, with a magnetic stack length of 3 in., a rated speed of 5000 rpm, a Single-turn high-resolution encoder feedback, Shaft key/no shaft seal, Circular bayonet, facing shaft, No brake, IEC metric, and Standard designated options.</p> | 99.6988
59154 | MPL-A430P-SJ24AA | G | <p>This Premium permanent magnet rotary servo motor (Low inertia) includes a 200V, 115 mm frame size, with a magnetic stack length of 3 in., a rated speed of 5000 rpm, a Single-turn high-resolution encoder feedback, Shaft key/no shaft seal, Circular bayonet, facing shaft, 24V DC brake, IEC metric, and Standard designated options.</p> | 99.7024
29686 | MPL-A430P-SJ72AA | G | The Allen-Bradley MPL-A430P-SJ72AA is a Servo Motor that is part of the Kinetix MP Low-Inertia series. This servo motor belongs to the 230V voltage class, Frame size 4, 76.2 mm (3.0 in.) magnet stack with rated speed of 5000 rpm. It uses a 1024 sin/cos, absolute single-turn encoder using Hiperface protocol as position feedback. | 97.7238
59153 | MPL-A430P-SJ74AA | G | <p>This Premium permanent magnet rotary servo motor (Low inertia) includes a 200V, 115 mm frame size, with a magnetic stack length of 3 in., a rated speed of 5000 rpm, a Single-turn high-resolution encoder feedback, Shaft key/no shaft seal, Circular DIN, right angle, 180 degrees rotatable, 24V DC brake, IEC metric, and Standard designated options.</p> | 99.7175
59243 | MPL-A430P-SK22AA | G | <p>This Premium permanent magnet rotary servo motor (Low inertia) includes a 200V, 115 mm frame size, with a magnetic stack length of 3 in., a rated speed of 5000 rpm, a Single-turn high-resolution encoder feedback, No shaft key/no shaft seal, Circular bayonet, facing shaft, No brake, IEC metric, and Standard designated options.</p> | 99.403
59242 | MPL-A430P-SK24AA | G | <p>This Premium permanent magnet rotary servo motor (Low inertia) includes a 200V, 115 mm frame size, with a magnetic stack length of 3 in., a rated speed of 5000 rpm, a Single-turn high-resolution encoder feedback, No shaft key/no shaft seal, Circular bayonet, facing shaft, 24V DC brake, IEC metric, and Standard designated options.</p> | 98.963
59349 | MPL-A4520K-HJ22AA | G | <p>This Premium permanent magnet rotary servo motor (Low inertia) includes a 200V, 130 mm frame size, with a magnetic stack length of 2 in., a rated speed of 4000 rpm, a 2000 line encoder feedback, Shaft key/no shaft seal, Circular bayonet, facing shaft, No brake, IEC metric, and Standard designated options.</p> | 99.0446
59348 | MPL-A4520K-HK22AA | G | <p>This Premium permanent magnet rotary servo motor (Low inertia) includes a 200V, 130 mm frame size, with a magnetic stack length of 2 in., a rated speed of 4000 rpm, a 2000 line encoder feedback, No shaft key/no shaft seal, Circular bayonet, facing shaft, No brake, IEC metric, and Standard designated options.</p> | 99.6845
59347 | MPL-A4520K-HK24AA | G | <p>This Premium permanent magnet rotary servo motor (Low inertia) includes a 200V, 130 mm frame size, with a magnetic stack length of 2 in., a rated speed of 4000 rpm, a 2000 line encoder feedback, No shaft key/no shaft seal, Circular bayonet, facing shaft, 24V DC brake, IEC metric, and Standard designated options.</p> | 98.7461
59346 | MPL-A4520K-SJ22AA | G | <p>This Premium permanent magnet rotary servo motor (Low inertia) includes a 200V, 130 mm frame size, with a magnetic stack length of 2 in., a rated speed of 4000 rpm, a Single-turn high-resolution encoder feedback, Shaft key/no shaft seal, Circular bayonet, facing shaft, No brake, IEC metric, and Standard designated options.</p> | 99.3976
59297 | MPL-A4520K-SK22AA | G | <p>This Premium permanent magnet rotary servo motor (Low inertia) includes a 200V, 130 mm frame size, with a magnetic stack length of 2 in., a rated speed of 4000 rpm, a Single-turn high-resolution encoder feedback, No shaft key/no shaft seal, Circular bayonet, facing shaft, No brake, IEC metric, and Standard designated options.</p> | 99.7015
59707 | MPL-A4520P-HK22AA | G | <p>This Premium permanent magnet rotary servo motor (Low inertia) includes a 200V, 130 mm frame size, with a magnetic stack length of 2 in., a rated speed of 5000 rpm, a 2000 line encoder feedback, No shaft key/no shaft seal, Circular bayonet, facing shaft, No brake, IEC metric, and Standard designated options.</p> | 96.0254
59345 | MPL-A4530F-MJ22AA | G | <p>This Premium permanent magnet rotary servo motor (Low inertia) includes a 200V, 130 mm frame size, with a magnetic stack length of 3 in., a rated speed of 3000 rpm, a Multi-turn high-resolution encoder feedback, Shaft key/no shaft seal, Circular bayonet, facing shaft, No brake, IEC metric, and Standard designated options.</p> | 99.6979
59323 | MPL-A4530F-SJ22AA | G | <p>This Premium permanent magnet rotary servo motor (Low inertia) includes a 200V, 130 mm frame size, with a magnetic stack length of 3 in., a rated speed of 3000 rpm, a Single-turn high-resolution encoder feedback, Shaft key/no shaft seal, Circular bayonet, facing shaft, No brake, IEC metric, and Standard designated options.</p> | 99.6988
59298 | MPL-A4530F-SJ72AA | G | <p>This Premium permanent magnet rotary servo motor (Low inertia) includes a 200V, 130 mm frame size, with a magnetic stack length of 3 in., a rated speed of 3000 rpm, a Single-turn high-resolution encoder feedback, Shaft key/no shaft seal, Circular DIN, right angle, 180 degrees rotatable, No brake, IEC metric, and Standard designated options.</p> | 99.7143
59325 | MPL-A4530F-SK22AA | G | <p>This Premium permanent magnet rotary servo motor (Low inertia) includes a 200V, 130 mm frame size, with a magnetic stack length of 3 in., a rated speed of 3000 rpm, a Single-turn high-resolution encoder feedback, No shaft key/no shaft seal, Circular bayonet, facing shaft, No brake, IEC metric, and Standard designated options.</p> | 99.7015
59344 | MPL-A4530K-HJ22AA | G | <p>This Premium permanent magnet rotary servo motor (Low inertia) includes a 200V, 130 mm frame size, with a magnetic stack length of 3 in., a rated speed of 4000 rpm, a 2000 line encoder feedback, Shaft key/no shaft seal, Circular bayonet, facing shaft, No brake, IEC metric, and Standard designated options.</p> | 99.6815
59343 | MPL-A4530K-HJ24AA | G | <p>This Premium permanent magnet rotary servo motor (Low inertia) includes a 200V, 130 mm frame size, with a magnetic stack length of 3 in., a rated speed of 4000 rpm, a 2000 line encoder feedback, Shaft key/no shaft seal, Circular bayonet, facing shaft, 24V DC brake, IEC metric, and Standard designated options.</p> | 99.0566
59648 | MPL-A4530K-HJ72AA | G | <p>This Premium permanent magnet rotary servo motor (Low inertia) includes a 200V, 130 mm frame size, with a magnetic stack length of 3 in., a rated speed of 4000 rpm, a 2000 line encoder feedback, Shaft key/no shaft seal, Circular DIN, right angle, 180 degrees rotatable, No brake, IEC metric, and Standard designated options.</p> | 95.1542
59342 | MPL-A4530K-HK22AA | G | <p>This Premium permanent magnet rotary servo motor (Low inertia) includes a 200V, 130 mm frame size, with a magnetic stack length of 3 in., a rated speed of 4000 rpm, a 2000 line encoder feedback, No shaft key/no shaft seal, Circular bayonet, facing shaft, No brake, IEC metric, and Standard designated options.</p> | 99.6845
59563 | MPL-A4530K-MJ24AA | G | <p>This Premium permanent magnet rotary servo motor (Low inertia) includes a 200V, 130 mm frame size, with a magnetic stack length of 3 in., a rated speed of 4000 rpm, a Multi-turn high-resolution encoder feedback, Shaft key/no shaft seal, Circular bayonet, facing shaft, 24V DC brake, IEC metric, and Standard designated options.</p> | 99.1045
59322 | MPL-A4530K-MK22AA | G | <p>This Premium permanent magnet rotary servo motor (Low inertia) includes a 200V, 130 mm frame size, with a magnetic stack length of 3 in., a rated speed of 4000 rpm, a Multi-turn high-resolution encoder feedback, No shaft key/no shaft seal, Circular bayonet, facing shaft, No brake, IEC metric, and Standard designated options.</p> | 99.7006
59303 | MPL-A4530K-SJ22AA | G | <p>This Premium permanent magnet rotary servo motor (Low inertia) includes a 200V, 130 mm frame size, with a magnetic stack length of 3 in., a rated speed of 4000 rpm, a Single-turn high-resolution encoder feedback, Shaft key/no shaft seal, Circular bayonet, facing shaft, No brake, IEC metric, and Standard designated options.</p> | 99.6988
59341 | MPL-A4530K-SJ24AA | G | <p>This Premium permanent magnet rotary servo motor (Low inertia) includes a 200V, 130 mm frame size, with a magnetic stack length of 3 in., a rated speed of 4000 rpm, a Single-turn high-resolution encoder feedback, Shaft key/no shaft seal, Circular bayonet, facing shaft, 24V DC brake, IEC metric, and Standard designated options.</p> | 99.4048
59340 | MPL-A4530K-SJ72AA | G | <p>This Premium permanent magnet rotary servo motor (Low inertia) includes a 200V, 130 mm frame size, with a magnetic stack length of 3 in., a rated speed of 4000 rpm, a Single-turn high-resolution encoder feedback, Shaft key/no shaft seal, Circular DIN, right angle, 180 degrees rotatable, No brake, IEC metric, and Standard designated options.</p> | 99.1429
59622 | MPL-A4530K-SK22AA | G | <p>This Premium permanent magnet rotary servo motor (Low inertia) includes a 200V, 130 mm frame size, with a magnetic stack length of 3 in., a rated speed of 4000 rpm, a Single-turn high-resolution encoder feedback, No shaft key/no shaft seal, Circular bayonet, facing shaft, No brake, IEC metric, and Standard designated options.</p> | 99.1045
59552 | MPL-A4540C-HK22AA | G | <p>This Premium permanent magnet rotary servo motor (Low inertia) includes a 200V, 130 mm frame size, with a magnetic stack length of 4 in., a rated speed of 1500 rpm, a 2000 line encoder feedback, No shaft key/no shaft seal, Circular bayonet, facing shaft, No brake, IEC metric, and Standard designated options.</p> | 99.3691
59575 | MPL-A4540C-MJ22AA | G | <p>This Premium permanent magnet rotary servo motor (Low inertia) includes a 200V, 130 mm frame size, with a magnetic stack length of 4 in., a rated speed of 1500 rpm, a Multi-turn high-resolution encoder feedback, Shaft key/no shaft seal, Circular bayonet, facing shaft, No brake, IEC metric, and Standard designated options.</p> | 99.3958
59572 | MPL-A4540C-SJ22AA | G | <p>This Premium permanent magnet rotary servo motor (Low inertia) includes a 200V, 130 mm frame size, with a magnetic stack length of 4 in., a rated speed of 1500 rpm, a Single-turn high-resolution encoder feedback, Shaft key/no shaft seal, Circular bayonet, facing shaft, No brake, IEC metric, and Standard designated options.</p> | 99.3976
59649 | MPL-A4540C-SJ24AA | G | <p>This Premium permanent magnet rotary servo motor (Low inertia) includes a 200V, 130 mm frame size, with a magnetic stack length of 4 in., a rated speed of 1500 rpm, a Single-turn high-resolution encoder feedback, Shaft key/no shaft seal, Circular bayonet, facing shaft, 24V DC brake, IEC metric, and Standard designated options.</p> | 99.4048
59701 | MPL-A4540F-MJ22AA | G | <p>This Premium permanent magnet rotary servo motor (Low inertia) includes a 200V, 130 mm frame size, with a magnetic stack length of 4 in., a rated speed of 3000 rpm, a Multi-turn high-resolution encoder feedback, Shaft key/no shaft seal, Circular bayonet, facing shaft, No brake, IEC metric, and Standard designated options.</p> | 99.6979
59564 | MPL-A4540F-MJ74AA | G | <p>This Premium permanent magnet rotary servo motor (Low inertia) includes a 200V, 130 mm frame size, with a magnetic stack length of 4 in., a rated speed of 3000 rpm, a Multi-turn high-resolution encoder feedback, Shaft key/no shaft seal, Circular DIN, right angle, 180 degrees rotatable, 24V DC brake, IEC metric, and Standard designated options.</p> | 99.7167
59600 | MPL-A4540F-MK22AA | G | <p>This Premium permanent magnet rotary servo motor (Low inertia) includes a 200V, 130 mm frame size, with a magnetic stack length of 4 in., a rated speed of 3000 rpm, a Multi-turn high-resolution encoder feedback, No shaft key/no shaft seal, Circular bayonet, facing shaft, No brake, IEC metric, and Standard designated options.</p> | 99.7006
59653 | MPL-A4540F-MK24AA | G | <p>This Premium permanent magnet rotary servo motor (Low inertia) includes a 200V, 130 mm frame size, with a magnetic stack length of 4 in., a rated speed of 3000 rpm, a Multi-turn high-resolution encoder feedback, No shaft key/no shaft seal, Circular bayonet, facing shaft, 24V DC brake, IEC metric, and Standard designated options.</p> | 99.4083
59595 | MPL-A4540F-MK72AA | G | <p>This Premium permanent magnet rotary servo motor (Low inertia) includes a 200V, 130 mm frame size, with a magnetic stack length of 4 in., a rated speed of 3000 rpm, a Multi-turn high-resolution encoder feedback, No shaft key/no shaft seal, Circular DIN, right angle, 180 degrees rotatable, No brake, IEC metric, and Standard designated options.</p> | 99.7159
59632 | MPL-A4540F-MK74AA | G | <p>This Premium permanent magnet rotary servo motor (Low inertia) includes a 200V, 130 mm frame size, with a magnetic stack length of 4 in., a rated speed of 3000 rpm, a Multi-turn high-resolution encoder feedback, No shaft key/no shaft seal, Circular DIN, right angle, 180 degrees rotatable, 24V DC brake, IEC metric, and Standard designated options.</p> | 99.4382
59573 | MPL-A4540F-SJ22AA | G | <p>This Premium permanent magnet rotary servo motor (Low inertia) includes a 200V, 130 mm frame size, with a magnetic stack length of 4 in., a rated speed of 3000 rpm, a Single-turn high-resolution encoder feedback, Shaft key/no shaft seal, Circular bayonet, facing shaft, No brake, IEC metric, and Standard designated options.</p> | 99.3976
59681 | MPL-A4540F-SJ74AA | G | <p>This Premium permanent magnet rotary servo motor (Low inertia) includes a 200V, 130 mm frame size, with a magnetic stack length of 4 in., a rated speed of 3000 rpm, a Single-turn high-resolution encoder feedback, Shaft key/no shaft seal, Circular DIN, right angle, 180 degrees rotatable, 24V DC brake, IEC metric, and Standard designated options.</p> | 98.8701
59630 | MPL-A4560F-MJ72AA | G | <p>This Premium permanent magnet rotary servo motor (Low inertia) includes a 200V, 130 mm frame size, with a magnetic stack length of 6 in., a rated speed of 3000 rpm, a Multi-turn high-resolution encoder feedback, Shaft key/no shaft seal, Circular DIN, right angle, 180 degrees rotatable, No brake, IEC metric, and Standard designated options.</p> | 99.7135
59071 | MPL-A520K-MJ22AA | G | <p>This Premium permanent magnet rotary servo motor (Low inertia) includes a 200V, 165 mm frame size, with a magnetic stack length of 2 in., a rated speed of 4000 rpm, a Multi-turn high-resolution encoder feedback, Shaft key/no shaft seal, Circular bayonet, facing shaft, No brake, IEC metric, and Standard designated options.</p> | 99.6979
59152 | MPL-A520K-SJ22AA | G | <p>This Premium permanent magnet rotary servo motor (Low inertia) includes a 200V, 165 mm frame size, with a magnetic stack length of 2 in., a rated speed of 4000 rpm, a Single-turn high-resolution encoder feedback, Shaft key/no shaft seal, Circular bayonet, facing shaft, No brake, IEC metric, and Standard designated options.</p> | 99.3976
59151 | MPL-A520K-SJ72AA | G | <p>This Premium permanent magnet rotary servo motor (Low inertia) includes a 200V, 165 mm frame size, with a magnetic stack length of 2 in., a rated speed of 4000 rpm, a Single-turn high-resolution encoder feedback, Shaft key/no shaft seal, Circular DIN, right angle, 180 degrees rotatable, No brake, IEC metric, and Standard designated options.</p> | 99.4286
59553 | MPL-A540F-MJ24AA | G | <p>This Premium permanent magnet rotary servo motor (Low inertia) includes a 200V, 165 mm frame size, with a magnetic stack length of 4 in., a rated speed of 3000 rpm, a Multi-turn high-resolution encoder feedback, Shaft key/no shaft seal, Circular bayonet, facing shaft, 24V DC brake, IEC metric, and Standard designated options.</p> | 99.7015
59692 | MPL-A540F-MJ74AA | G | <p>This Premium permanent magnet rotary servo motor (Low inertia) includes a 200V, 165 mm frame size, with a magnetic stack length of 4 in., a rated speed of 3000 rpm, a Multi-turn high-resolution encoder feedback, Shaft key/no shaft seal, Circular DIN, right angle, 180 degrees rotatable, 24V DC brake, IEC metric, and Standard designated options.</p> | 99.4334
59576 | MPL-A540K-MJ24AA | G | <p>This Premium permanent magnet rotary servo motor (Low inertia) includes a 200V, 165 mm frame size, with a magnetic stack length of 4 in., a rated speed of 4000 rpm, a Multi-turn high-resolution encoder feedback, Shaft key/no shaft seal, Circular bayonet, facing shaft, 24V DC brake, IEC metric, and Standard designated options.</p> | 99.7015
59650 | MPL-A540K-MJ74AA | G | <p>This Premium permanent magnet rotary servo motor (Low inertia) includes a 200V, 165 mm frame size, with a magnetic stack length of 4 in., a rated speed of 4000 rpm, a Multi-turn high-resolution encoder feedback, Shaft key/no shaft seal, Circular DIN, right angle, 180 degrees rotatable, 24V DC brake, IEC metric, and Standard designated options.</p> | 99.7167
59654 | MPL-A540K-MK22AA | G | <p>This Premium permanent magnet rotary servo motor (Low inertia) includes a 200V, 165 mm frame size, with a magnetic stack length of 4 in., a rated speed of 4000 rpm, a Multi-turn high-resolution encoder feedback, No shaft key/no shaft seal, Circular bayonet, facing shaft, No brake, IEC metric, and Standard designated options.</p> | 99.7006
59633 | MPL-A540K-MK72AA | G | <p>This Premium permanent magnet rotary servo motor (Low inertia) includes a 200V, 165 mm frame size, with a magnetic stack length of 4 in., a rated speed of 4000 rpm, a Multi-turn high-resolution encoder feedback, No shaft key/no shaft seal, Circular DIN, right angle, 180 degrees rotatable, No brake, IEC metric, and Standard designated options.</p> | 98.8636
59601 | MPL-A540K-SJ24AA | G | <p>This Premium permanent magnet rotary servo motor (Low inertia) includes a 200V, 165 mm frame size, with a magnetic stack length of 4 in., a rated speed of 4000 rpm, a Single-turn high-resolution encoder feedback, Shaft key/no shaft seal, Circular bayonet, facing shaft, 24V DC brake, IEC metric, and Standard designated options.</p> | 99.7024
59602 | MPL-A540K-SJ74AA | G | <p>This Premium permanent magnet rotary servo motor (Low inertia) includes a 200V, 165 mm frame size, with a magnetic stack length of 4 in., a rated speed of 4000 rpm, a Single-turn high-resolution encoder feedback, Shaft key/no shaft seal, Circular DIN, right angle, 180 degrees rotatable, 24V DC brake, IEC metric, and Standard designated options.</p> | 99.7175
59577 | MPL-A560F-SJ22AA | G | <p>This Premium permanent magnet rotary servo motor (Low inertia) includes a 200V, 165 mm frame size, with a magnetic stack length of 6 in., a rated speed of 3000 rpm, a Single-turn high-resolution encoder feedback, Shaft key/no shaft seal, Circular bayonet, facing shaft, No brake, IEC metric, and Standard designated options.</p> | 99.6988
59395 | MPL-B1510V-EJ42AA | G | <p>This Premium permanent magnet rotary servo motor (Low inertia) includes a 400V, 63 mm frame size, with a magnetic stack length of 1 in., a rated speed of 8000 rpm, a Single-turn high-resolution encoder feedback, Shaft key/no shaft seal, 3 Connectors, No brake, IEC metric, and Standard designated options.</p> | 99.361
59324 | MPL-B1510V-EJ72AA | G | <p>This Premium permanent magnet rotary servo motor (Low inertia) includes a 400V, 63 mm frame size, with a magnetic stack length of 1 in., a rated speed of 8000 rpm, a Single-turn high-resolution encoder feedback, Shaft key/no shaft seal, Circular DIN, right angle, 180 degrees rotatable, No brake, IEC metric, and Standard designated options.</p> | 99.7135
59394 | MPL-B1510V-HJ42AA | G | <p>This Premium permanent magnet rotary servo motor (Low inertia) includes a 400V, 63 mm frame size, with a magnetic stack length of 1 in., a rated speed of 8000 rpm, a 2000 line encoder feedback, Shaft key/no shaft seal, 3 Connectors, No brake, IEC metric, and Standard designated options.</p> | 98.9831
59390 | MPL-B1510V-VJ42AA | G | <p>This Premium permanent magnet rotary servo motor (Low inertia) includes a 400V, 63 mm frame size, with a magnetic stack length of 1 in., a rated speed of 8000 rpm, a Multi-turn high-resolution encoder feedback, Shaft key/no shaft seal, 3 Connectors, No brake, IEC metric, and Standard designated options.</p> | 98.7261
59393 | MPL-B1510V-VJ44AA | G | <p>This Premium permanent magnet rotary servo motor (Low inertia) includes a 400V, 63 mm frame size, with a magnetic stack length of 1 in., a rated speed of 8000 rpm, a Multi-turn high-resolution encoder feedback, Shaft key/no shaft seal, 3 Connectors, 24V DC brake, IEC metric, and Standard designated options.</p> | 99.0506
59301 | MPL-B1510V-VJ72AA | G | <p>This Premium permanent magnet rotary servo motor (Low inertia) includes a 400V, 63 mm frame size, with a magnetic stack length of 1 in., a rated speed of 8000 rpm, a Multi-turn high-resolution encoder feedback, Shaft key/no shaft seal, Circular DIN, right angle, 180 degrees rotatable, No brake, IEC metric, and Standard designated options.</p> | 99.7126
59294 | MPL-B1510V-VJ74AA | G | <p>This Premium permanent magnet rotary servo motor (Low inertia) includes a 400V, 63 mm frame size, with a magnetic stack length of 1 in., a rated speed of 8000 rpm, a Multi-turn high-resolution encoder feedback, Shaft key/no shaft seal, Circular DIN, right angle, 180 degrees rotatable, 24V DC brake, IEC metric, and Standard designated options.</p> | 99.7159
59389 | MPL-B1520U-EJ44AA | G | <p>This Premium permanent magnet rotary servo motor (Low inertia) includes a 400V, 63 mm frame size, with a magnetic stack length of 2 in., a rated speed of 7000 rpm, a Single-turn high-resolution encoder feedback, Shaft key/no shaft seal, 3 Connectors, 24V DC brake, IEC metric, and Standard designated options.</p> | 98.7302
59302 | MPL-B1520U-EJ72AA | G | <p>This Premium permanent magnet rotary servo motor (Low inertia) includes a 400V, 63 mm frame size, with a magnetic stack length of 2 in., a rated speed of 7000 rpm, a Single-turn high-resolution encoder feedback, Shaft key/no shaft seal, Circular DIN, right angle, 180 degrees rotatable, No brake, IEC metric, and Standard designated options.</p> | 99.7135
59339 | MPL-B1520U-HJ72AA | G | <p>This Premium permanent magnet rotary servo motor (Low inertia) includes a 400V, 63 mm frame size, with a magnetic stack length of 2 in., a rated speed of 7000 rpm, a 2000 line encoder feedback, Shaft key/no shaft seal, Circular DIN, right angle, 180 degrees rotatable, No brake, IEC metric, and Standard designated options.</p> | 99.6979
59321 | MPL-B1520U-HJ74AA | G | <p>This Premium permanent magnet rotary servo motor (Low inertia) includes a 400V, 63 mm frame size, with a magnetic stack length of 2 in., a rated speed of 7000 rpm, a 2000 line encoder feedback, Shaft key/no shaft seal, Circular DIN, right angle, 180 degrees rotatable, 24V DC brake, IEC metric, and Standard designated options.</p> | 98.7988
59388 | MPL-B1520U-VJ42AA | G | <p>This Premium permanent magnet rotary servo motor (Low inertia) includes a 400V, 63 mm frame size, with a magnetic stack length of 2 in., a rated speed of 7000 rpm, a Multi-turn high-resolution encoder feedback, Shaft key/no shaft seal, 3 Connectors, No brake, IEC metric, and Standard designated options.</p> | 99.359
59381 | MPL-B1520U-VJ44AA | G | <p>This Premium permanent magnet rotary servo motor (Low inertia) includes a 400V, 63 mm frame size, with a magnetic stack length of 2 in., a rated speed of 7000 rpm, a Multi-turn high-resolution encoder feedback, Shaft key/no shaft seal, 3 Connectors, 24V DC brake, IEC metric, and Standard designated options.</p> | 99.6835
59293 | MPL-B1520U-VJ72AA | G | <p>This Premium permanent magnet rotary servo motor (Low inertia) includes a 400V, 63 mm frame size, with a magnetic stack length of 2 in., a rated speed of 7000 rpm, a Multi-turn high-resolution encoder feedback, Shaft key/no shaft seal, Circular DIN, right angle, 180 degrees rotatable, No brake, IEC metric, and Standard designated options.</p> | 99.7126
59320 | MPL-B1520U-VJ74AA | G | <p>This Premium permanent magnet rotary servo motor (Low inertia) includes a 400V, 63 mm frame size, with a magnetic stack length of 2 in., a rated speed of 7000 rpm, a Multi-turn high-resolution encoder feedback, Shaft key/no shaft seal, Circular DIN, right angle, 180 degrees rotatable, 24V DC brake, IEC metric, and Standard designated options.</p> | 99.4318
59386 | MPL-B1530U-EJ42AA | G | <p>This Premium permanent magnet rotary servo motor (Low inertia) includes a 400V, 63 mm frame size, with a magnetic stack length of 3 in., a rated speed of 7000 rpm, a Single-turn high-resolution encoder feedback, Shaft key/no shaft seal, 3 Connectors, No brake, IEC metric, and Standard designated options.</p> | 99.6805
59319 | MPL-B1530U-EJ72AA | G | <p>This Premium permanent magnet rotary servo motor (Low inertia) includes a 400V, 63 mm frame size, with a magnetic stack length of 3 in., a rated speed of 7000 rpm, a Single-turn high-resolution encoder feedback, Shaft key/no shaft seal, Circular DIN, right angle, 180 degrees rotatable, No brake, IEC metric, and Standard designated options.</p> | 99.4269
59318 | MPL-B1530U-EJ74AA | G | <p>This Premium permanent magnet rotary servo motor (Low inertia) includes a 400V, 63 mm frame size, with a magnetic stack length of 3 in., a rated speed of 7000 rpm, a Single-turn high-resolution encoder feedback, Shaft key/no shaft seal, Circular DIN, right angle, 180 degrees rotatable, 24V DC brake, IEC metric, and Standard designated options.</p> | 99.0099
59646 | MPL-B1530U-HJ72AA | G | <p>This Premium permanent magnet rotary servo motor (Low inertia) includes a 400V, 63 mm frame size, with a magnetic stack length of 3 in., a rated speed of 7000 rpm, a 2000 line encoder feedback, Shaft key/no shaft seal, Circular DIN, right angle, 180 degrees rotatable, No brake, IEC metric, and Standard designated options.</p> | 98.9442
59387 | MPL-B1530U-VJ42AA | G | <p>This Premium permanent magnet rotary servo motor (Low inertia) includes a 400V, 63 mm frame size, with a magnetic stack length of 3 in., a rated speed of 7000 rpm, a Multi-turn high-resolution encoder feedback, Shaft key/no shaft seal, 3 Connectors, No brake, IEC metric, and Standard designated options.</p> | 99.6795
59380 | MPL-B1530U-VJ44AA | G | <p>This Premium permanent magnet rotary servo motor (Low inertia) includes a 400V, 63 mm frame size, with a magnetic stack length of 3 in., a rated speed of 7000 rpm, a Multi-turn high-resolution encoder feedback, Shaft key/no shaft seal, 3 Connectors, 24V DC brake, IEC metric, and Standard designated options.</p> | 99.6835
59288 | MPL-B1530U-VJ72AA | G | The Allen-Bradley MPL-B1530U-VJ72AA is an MP series Low-Inertia motor from the MP Series servo motors. This servo motors belongs to the 400V voltage class, Frame size 15, 76.2mm (3.0 in.) magnet stack, rated speed of 7000 rpm with Circular (SpeedTec) DIN connector, right angle, 180Â° rotatable. It uses a multi-turn encoder as position feedback. | 97.1098
59317 | MPL-B1530U-VJ74AA | G | <p>This Premium permanent magnet rotary servo motor (Low inertia) includes a 400V, 63 mm frame size, with a magnetic stack length of 3 in., a rated speed of 7000 rpm, a Multi-turn high-resolution encoder feedback, Shaft key/no shaft seal, Circular DIN, right angle, 180 degrees rotatable, 24V DC brake, IEC metric, and Standard designated options.</p> | 99.7159
59371 | MPL-B210V-EJ42AA | G | <p>This Premium permanent magnet rotary servo motor (Low inertia) includes a 400V, 75 mm frame size, with a magnetic stack length of 1 in., a rated speed of 8000 rpm, a Single-turn high-resolution encoder feedback, Shaft key/no shaft seal, 3 Connectors, No brake, IEC metric, and Standard designated options.</p> | 99.6805
59241 | MPL-B210V-EJ72AA | G | <p>This Premium permanent magnet rotary servo motor (Low inertia) includes a 400V, 75 mm frame size, with a magnetic stack length of 1 in., a rated speed of 8000 rpm, a Single-turn high-resolution encoder feedback, Shaft key/no shaft seal, Circular DIN, right angle, 180 degrees rotatable, No brake, IEC metric, and Standard designated options.</p> | 99.4269
59370 | MPL-B210V-HJ42AA | G | <p>This Premium permanent magnet rotary servo motor (Low inertia) includes a 400V, 75 mm frame size, with a magnetic stack length of 1 in., a rated speed of 8000 rpm, a 2000 line encoder feedback, Shaft key/no shaft seal, 3 Connectors, No brake, IEC metric, and Standard designated options.</p> | 99.661
59358 | MPL-B210V-HJ44AA | G | <p>This Premium permanent magnet rotary servo motor (Low inertia) includes a 400V, 75 mm frame size, with a magnetic stack length of 1 in., a rated speed of 8000 rpm, a 2000 line encoder feedback, Shaft key/no shaft seal, 3 Connectors, 24V DC brake, IEC metric, and Standard designated options.</p> | 99.3311
59369 | MPL-B210V-VJ42AA | G | <p>This Premium permanent magnet rotary servo motor (Low inertia) includes a 400V, 75 mm frame size, with a magnetic stack length of 1 in., a rated speed of 8000 rpm, a Multi-turn high-resolution encoder feedback, Shaft key/no shaft seal, 3 Connectors, No brake, IEC metric, and Standard designated options.</p> | 99.359
59240 | MPL-B210V-VJ72AA | G | <p>This Premium permanent magnet rotary servo motor (Low inertia) includes a 400V, 75 mm frame size, with a magnetic stack length of 1 in., a rated speed of 8000 rpm, a Multi-turn high-resolution encoder feedback, Shaft key/no shaft seal, Circular DIN, right angle, 180 degrees rotatable, No brake, IEC metric, and Standard designated options.</p> | 99.4253
59239 | MPL-B210V-VJ74AA | G | <p>This Premium permanent magnet rotary servo motor (Low inertia) includes a 400V, 75 mm frame size, with a magnetic stack length of 1 in., a rated speed of 8000 rpm, a Multi-turn high-resolution encoder feedback, Shaft key/no shaft seal, Circular DIN, right angle, 180 degrees rotatable, 24V DC brake, IEC metric, and Standard designated options.</p> | 99.4318
59353 | MPL-B220T-EJ42AA | G | <p>This Premium permanent magnet rotary servo motor (Low inertia) includes a 400V, 75 mm frame size, with a magnetic stack length of 2 in., a rated speed of 6000 rpm , a Single-turn high-resolution encoder feedback, Shaft key/no shaft seal, 3 Connectors, No brake, IEC metric, and Standard designated options.</p> | 99.6815
59357 | MPL-B220T-EJ44AA | G | <p>This Premium permanent magnet rotary servo motor (Low inertia) includes a 400V, 75 mm frame size, with a magnetic stack length of 2 in., a rated speed of 6000 rpm , a Single-turn high-resolution encoder feedback, Shaft key/no shaft seal, 3 Connectors, 24V DC brake, IEC metric, and Standard designated options.</p> | 99.6855
59093 | MPL-B220T-EJ72AA | G | <p>This Premium permanent magnet rotary servo motor (Low inertia) includes a 400V, 75 mm frame size, with a magnetic stack length of 2 in., a rated speed of 6000 rpm , a Single-turn high-resolution encoder feedback, Shaft key/no shaft seal, Circular DIN, right angle, 180 degrees rotatable, No brake, IEC metric, and Standard designated options.</p> | 99.7143
59368 | MPL-B220T-HJ42AA | G | <p>This Premium permanent magnet rotary servo motor (Low inertia) includes a 400V, 75 mm frame size, with a magnetic stack length of 2 in., a rated speed of 6000 rpm , a 2000 line encoder feedback, Shaft key/no shaft seal, 3 Connectors, No brake, IEC metric, and Standard designated options.</p> | 99.6622
59356 | MPL-B220T-VJ42AA | G | <p>This Premium permanent magnet rotary servo motor (Low inertia) includes a 400V, 75 mm frame size, with a magnetic stack length of 2 in., a rated speed of 6000 rpm , a Multi-turn high-resolution encoder feedback, Shaft key/no shaft seal, 3 Connectors, No brake, IEC metric, and Standard designated options.</p> | 99.6805
59355 | MPL-B220T-VJ44AA | G | <p>This Premium permanent magnet rotary servo motor (Low inertia) includes a 400V, 75 mm frame size, with a magnetic stack length of 2 in., a rated speed of 6000 rpm , a Multi-turn high-resolution encoder feedback, Shaft key/no shaft seal, 3 Connectors, 24V DC brake, IEC metric, and Standard designated options.</p> | 99.6845
59045 | MPL-B220T-VJ72AA | G | <p>This Premium permanent magnet rotary servo motor (Low inertia) includes a 400V, 75 mm frame size, with a magnetic stack length of 2 in., a rated speed of 6000 rpm , a Multi-turn high-resolution encoder feedback, Shaft key/no shaft seal, Circular DIN, right angle, 180 degrees rotatable, No brake, IEC metric, and Standard designated options.</p> | 99.7135
59150 | MPL-B220T-VJ74AA | G | <p>This Premium permanent magnet rotary servo motor (Low inertia) includes a 400V, 75 mm frame size, with a magnetic stack length of 2 in., a rated speed of 6000 rpm , a Multi-turn high-resolution encoder feedback, Shaft key/no shaft seal, Circular DIN, right angle, 180 degrees rotatable, 24V DC brake, IEC metric, and Standard designated options.</p> | 99.7167
59367 | MPL-B230P-EJ42AA | G | <p>This Premium permanent magnet rotary servo motor (Low inertia) includes a 400V, 75 mm frame size, with a magnetic stack length of 3 in., a rated speed of 5000 rpm, a Single-turn high-resolution encoder feedback, Shaft key/no shaft seal, 3 Connectors, No brake, IEC metric, and Standard designated options.</p> | 99.6805
59366 | MPL-B230P-EJ44AA | G | <p>This Premium permanent magnet rotary servo motor (Low inertia) includes a 400V, 75 mm frame size, with a magnetic stack length of 3 in., a rated speed of 5000 rpm, a Single-turn high-resolution encoder feedback, Shaft key/no shaft seal, 3 Connectors, 24V DC brake, IEC metric, and Standard designated options.</p> | 98.8976
59062 | MPL-B230P-EJ72AA | G | The Allen-Bradley MPL-B230P-EJ72AA is a Servo Motor that is part of the Kinetix MP Low-Inertia series. This servo motor belongs to the 400V voltage class, Frame size 2, 76.2 mm (3.0 in.) magnet stack with rated speed of 5000 rpm. It uses a 128 sin/cos, absolute single-turn encoder using Hiperface protocol as position feedback. | 95.559
59149 | MPL-B230P-EJ74AA | G | <p>This Premium permanent magnet rotary servo motor (Low inertia) includes a 400V, 75 mm frame size, with a magnetic stack length of 3 in., a rated speed of 5000 rpm, a Single-turn high-resolution encoder feedback, Shaft key/no shaft seal, Circular DIN, right angle, 180 degrees rotatable, 24V DC brake, IEC metric, and Standard designated options.</p> | 99.7167
59634 | MPL-B230P-HJ42AA | G | <p>This Premium permanent magnet rotary servo motor (Low inertia) includes a 400V, 75 mm frame size, with a magnetic stack length of 3 in., a rated speed of 5000 rpm, a 2000 line encoder feedback, Shaft key/no shaft seal, 3 Connectors, No brake, IEC metric, and Standard designated options.</p> | 98.6441
59365 | MPL-B230P-HJ44AA | G | <p>This Premium permanent magnet rotary servo motor (Low inertia) includes a 400V, 75 mm frame size, with a magnetic stack length of 3 in., a rated speed of 5000 rpm, a 2000 line encoder feedback, Shaft key/no shaft seal, 3 Connectors, 24V DC brake, IEC metric, and Standard designated options.</p> | 99.6656
59238 | MPL-B230P-MJ74AA | G | <p>This Premium permanent magnet rotary servo motor (Low inertia) includes a 400V, 75 mm frame size, with a magnetic stack length of 3 in., a rated speed of 5000 rpm, a Multi-turn high-resolution encoder feedback, Shaft key/no shaft seal, Circular DIN, right angle, 180 degrees rotatable, 24V DC brake, IEC metric, and Standard designated options.</p> | 99.4318
59354 | MPL-B230P-VJ42AA | G | <p>This Premium permanent magnet rotary servo motor (Low inertia) includes a 400V, 75 mm frame size, with a magnetic stack length of 3 in., a rated speed of 5000 rpm, a Multi-turn high-resolution encoder feedback, Shaft key/no shaft seal, 3 Connectors, No brake, IEC metric, and Standard designated options.</p> | 99.6795
59364 | MPL-B230P-VJ44AA | G | <p>This Premium permanent magnet rotary servo motor (Low inertia) includes a 400V, 75 mm frame size, with a magnetic stack length of 3 in., a rated speed of 5000 rpm, a Multi-turn high-resolution encoder feedback, Shaft key/no shaft seal, 3 Connectors, 24V DC brake, IEC metric, and Standard designated options.</p> | 99.0506
59053 | MPL-B230P-VJ72AA | G | <p>This Premium permanent magnet rotary servo motor (Low inertia) includes a 400V, 75 mm frame size, with a magnetic stack length of 3 in., a rated speed of 5000 rpm, a Multi-turn high-resolution encoder feedback, Shaft key/no shaft seal, Circular DIN, right angle, 180 degrees rotatable, No brake, IEC metric, and Standard designated options.</p> | 99.7126
59148 | MPL-B230P-VJ74AA | G | <p>This Premium permanent magnet rotary servo motor (Low inertia) includes a 400V, 75 mm frame size, with a magnetic stack length of 3 in., a rated speed of 5000 rpm, a Multi-turn high-resolution encoder feedback, Shaft key/no shaft seal, Circular DIN, right angle, 180 degrees rotatable, 24V DC brake, IEC metric, and Standard designated options.</p> | 100
59147 | MPL-B310P-HJ22AA | G | <p>This Premium permanent magnet rotary servo motor (Low inertia) includes a 400V, 100 mm frame size, with a magnetic stack length of 1 in., a rated speed of 5000 rpm, a 2000 line encoder feedback, Shaft key/no shaft seal, Circular bayonet, facing shaft, No brake, IEC metric, and Standard designated options.</p> | 99.6815
59237 | MPL-B310P-HJ72AA | G | <p>This Premium permanent magnet rotary servo motor (Low inertia) includes a 400V, 100 mm frame size, with a magnetic stack length of 1 in., a rated speed of 5000 rpm, a 2000 line encoder feedback, Shaft key/no shaft seal, Circular DIN, right angle, 180 degrees rotatable, No brake, IEC metric, and Standard designated options.</p> | 99.3976
59146 | MPL-B310P-HJ74AA | G | <p>This Premium permanent magnet rotary servo motor (Low inertia) includes a 400V, 100 mm frame size, with a magnetic stack length of 1 in., a rated speed of 5000 rpm, a 2000 line encoder feedback, Shaft key/no shaft seal, Circular DIN, right angle, 180 degrees rotatable, 24V DC brake, IEC metric, and Standard designated options.</p> | 98.8024
59236 | MPL-B310P-HK22AA | G | <p>This Premium permanent magnet rotary servo motor (Low inertia) includes a 400V, 100 mm frame size, with a magnetic stack length of 1 in., a rated speed of 5000 rpm, a 2000 line encoder feedback, No shaft key/no shaft seal, Circular bayonet, facing shaft, No brake, IEC metric, and Standard designated options.</p> | 99.3691
59235 | MPL-B310P-HK24AA | G | <p>This Premium permanent magnet rotary servo motor (Low inertia) includes a 400V, 100 mm frame size, with a magnetic stack length of 1 in., a rated speed of 5000 rpm, a 2000 line encoder feedback, No shaft key/no shaft seal, Circular bayonet, facing shaft, 24V DC brake, IEC metric, and Standard designated options.</p> | 99.3769
59094 | MPL-B310P-MJ22AA | G | The Allen-Bradley MPL-B310P-MJ22AA is a Servo Motor that is part of the Kinetix MP Low-Inertia series. This servo motor belongs to the 400V voltage class, Frame size 3, 25.4 mm (1.0 in.) magnet stack with rated speed of 5000 rpm. It uses a 1024 sin/cos, absolute multi-turn encoder (Hiperface protocol) as position feedback. | 98.4568
59234 | MPL-B310P-MJ24AA | G | <p>This Premium permanent magnet rotary servo motor (Low inertia) includes a 400V, 100 mm frame size, with a magnetic stack length of 1 in., a rated speed of 5000 rpm, a Multi-turn high-resolution encoder feedback, Shaft key/no shaft seal, Circular bayonet, facing shaft, 24V DC brake, IEC metric, and Standard designated options.</p> | 99.403
59145 | MPL-B310P-MJ72AA | G | <p>This Premium permanent magnet rotary servo motor (Low inertia) includes a 400V, 100 mm frame size, with a magnetic stack length of 1 in., a rated speed of 5000 rpm, a Multi-turn high-resolution encoder feedback, Shaft key/no shaft seal, Circular DIN, right angle, 180 degrees rotatable, No brake, IEC metric, and Standard designated options.</p> | 99.4269
59144 | MPL-B310P-MK22AA | G | <p>This Premium permanent magnet rotary servo motor (Low inertia) includes a 400V, 100 mm frame size, with a magnetic stack length of 1 in., a rated speed of 5000 rpm, a Multi-turn high-resolution encoder feedback, No shaft key/no shaft seal, Circular bayonet, facing shaft, No brake, IEC metric, and Standard designated options.</p> | 99.4012
59099 | MPL-B310P-MK24AA | G | <p>This Premium permanent magnet rotary servo motor (Low inertia) includes a 400V, 100 mm frame size, with a magnetic stack length of 1 in., a rated speed of 5000 rpm, a Multi-turn high-resolution encoder feedback, No shaft key/no shaft seal, Circular bayonet, facing shaft, 24V DC brake, IEC metric, and Standard designated options.</p> | 99.7041
59143 | MPL-B310P-MK72AA | G | <p>This Premium permanent magnet rotary servo motor (Low inertia) includes a 400V, 100 mm frame size, with a magnetic stack length of 1 in., a rated speed of 5000 rpm, a Multi-turn high-resolution encoder feedback, No shaft key/no shaft seal, Circular DIN, right angle, 180 degrees rotatable, No brake, IEC metric, and Standard designated options.</p> | 99.7159
59070 | MPL-B310P-MK74AA | G | <p>This Premium permanent magnet rotary servo motor (Low inertia) includes a 400V, 100 mm frame size, with a magnetic stack length of 1 in., a rated speed of 5000 rpm, a Multi-turn high-resolution encoder feedback, No shaft key/no shaft seal, Circular DIN, right angle, 180 degrees rotatable, 24V DC brake, IEC metric, and Standard designated options.</p> | 99.4382
59233 | MPL-B310P-RJ22AA | G | <p>This Premium permanent magnet rotary servo motor (Low inertia) includes a 400V, 100 mm frame size, with a magnetic stack length of 1 in., a rated speed of 5000 rpm, a 2-pole resolver feedback, Shaft key/no shaft seal, Circular bayonet, facing shaft, No brake, IEC metric, and Standard designated options.</p> | 99.6795
59142 | MPL-B310P-SJ22AA | G | <p>This Premium permanent magnet rotary servo motor (Low inertia) includes a 400V, 100 mm frame size, with a magnetic stack length of 1 in., a rated speed of 5000 rpm, a Single-turn high-resolution encoder feedback, Shaft key/no shaft seal, Circular bayonet, facing shaft, No brake, IEC metric, and Standard designated options.</p> | 99.6988
59232 | MPL-B310P-SJ24AA | G | <p>This Premium permanent magnet rotary servo motor (Low inertia) includes a 400V, 100 mm frame size, with a magnetic stack length of 1 in., a rated speed of 5000 rpm, a Single-turn high-resolution encoder feedback, Shaft key/no shaft seal, Circular bayonet, facing shaft, 24V DC brake, IEC metric, and Standard designated options.</p> | 99.4048
59061 | MPL-B310P-SJ72AA | G | <p>This Premium permanent magnet rotary servo motor (Low inertia) includes a 400V, 100 mm frame size, with a magnetic stack length of 1 in., a rated speed of 5000 rpm, a Single-turn high-resolution encoder feedback, Shaft key/no shaft seal, Circular DIN, right angle, 180 degrees rotatable, No brake, IEC metric, and Standard designated options.</p> | 99.4286
59141 | MPL-B310P-SJ74AA | G | <p>This Premium permanent magnet rotary servo motor (Low inertia) includes a 400V, 100 mm frame size, with a magnetic stack length of 1 in., a rated speed of 5000 rpm, a Single-turn high-resolution encoder feedback, Shaft key/no shaft seal, Circular DIN, right angle, 180 degrees rotatable, 24V DC brake, IEC metric, and Standard designated options.</p> | 99.7175
59231 | MPL-B310P-SK22AA | G | <p>This Premium permanent magnet rotary servo motor (Low inertia) includes a 400V, 100 mm frame size, with a magnetic stack length of 1 in., a rated speed of 5000 rpm, a Single-turn high-resolution encoder feedback, No shaft key/no shaft seal, Circular bayonet, facing shaft, No brake, IEC metric, and Standard designated options.</p> | 99.403
59140 | MPL-B310P-SK74AA | G | <p>This Premium permanent magnet rotary servo motor (Low inertia) includes a 400V, 100 mm frame size, with a magnetic stack length of 1 in., a rated speed of 5000 rpm, a Single-turn high-resolution encoder feedback, No shaft key/no shaft seal, Circular DIN, right angle, 180 degrees rotatable, 24V DC brake, IEC metric, and Standard designated options.</p> | 99.2968
59040 | MPL-B320P-EJ74AA | G | <p>This Premium permanent magnet rotary servo motor (Low inertia) includes a 400V, 100 mm frame size, with a magnetic stack length of 2 in., a rated speed of 5000 rpm, a Single-turn high-resolution encoder feedback, Shaft key/no shaft seal, Circular DIN, right angle, 180 degrees rotatable, 24V DC brake, IEC metric, and Standard designated options.</p> | 100
59139 | MPL-B320P-HJ22AA | G | <p>This Premium permanent magnet rotary servo motor (Low inertia) includes a 400V, 100 mm frame size, with a magnetic stack length of 2 in., a rated speed of 5000 rpm, a 2000 line encoder feedback, Shaft key/no shaft seal, Circular bayonet, facing shaft, No brake, IEC metric, and Standard designated options.</p> | 99.6815
59039 | MPL-B320P-HJ72AA | G | <p>This Premium permanent magnet rotary servo motor (Low inertia) includes a 400V, 100 mm frame size, with a magnetic stack length of 2 in., a rated speed of 5000 rpm, a 2000 line encoder feedback, Shaft key/no shaft seal, Circular DIN, right angle, 180 degrees rotatable, No brake, IEC metric, and Standard designated options.</p> | 99.6988
59230 | MPL-B320P-HK22AA | G | <p>This Premium permanent magnet rotary servo motor (Low inertia) includes a 400V, 100 mm frame size, with a magnetic stack length of 2 in., a rated speed of 5000 rpm, a 2000 line encoder feedback, No shaft key/no shaft seal, Circular bayonet, facing shaft, No brake, IEC metric, and Standard designated options.</p> | 99.6845
59229 | MPL-B320P-HK24AA | G | <p>This Premium permanent magnet rotary servo motor (Low inertia) includes a 400V, 100 mm frame size, with a magnetic stack length of 2 in., a rated speed of 5000 rpm, a 2000 line encoder feedback, No shaft key/no shaft seal, Circular bayonet, facing shaft, 24V DC brake, IEC metric, and Standard designated options.</p> | 99.6885
59228 | MPL-B320P-HK72AA | G | <p>This Premium permanent magnet rotary servo motor (Low inertia) includes a 400V, 100 mm frame size, with a magnetic stack length of 2 in., a rated speed of 5000 rpm, a 2000 line encoder feedback, No shaft key/no shaft seal, Circular DIN, right angle, 180 degrees rotatable, No brake, IEC metric, and Standard designated options.</p> | 99.7015
59138 | MPL-B320P-HK74AA | G | <p>This Premium permanent magnet rotary servo motor (Low inertia) includes a 400V, 100 mm frame size, with a magnetic stack length of 2 in., a rated speed of 5000 rpm, a 2000 line encoder feedback, No shaft key/no shaft seal, Circular DIN, right angle, 180 degrees rotatable, 24V DC brake, IEC metric, and Standard designated options.</p> | 99.115
59137 | MPL-B320P-MJ22AA | G | <p>This Premium permanent magnet rotary servo motor (Low inertia) includes a 400V, 100 mm frame size, with a magnetic stack length of 2 in., a rated speed of 5000 rpm, a Multi-turn high-resolution encoder feedback, Shaft key/no shaft seal, Circular bayonet, facing shaft, No brake, IEC metric, and Standard designated options.</p> | 99.6979
59136 | MPL-B320P-MJ24AA | G | <p>This Premium permanent magnet rotary servo motor (Low inertia) includes a 400V, 100 mm frame size, with a magnetic stack length of 2 in., a rated speed of 5000 rpm, a Multi-turn high-resolution encoder feedback, Shaft key/no shaft seal, Circular bayonet, facing shaft, 24V DC brake, IEC metric, and Standard designated options.</p> | 99.7015
59060 | MPL-B320P-MJ72AA | G | The Allen-Bradley MPL-B320P-MJ72AA is an MP series Low-Inertia motor from the MP Series servo motors. This servo motors belongs to the 400V voltage class, Frame size 3, 50.8 mm (2.0 in.) magnet stack, rated speed of 5000 rpm with Circular (SpeedTec) DIN connector, right angle, 180Â° rotatable. It uses a multi-turn encoder as position feedback. | 97.5398
59135 | MPL-B320P-MJ74AA | G | <p>This Premium permanent magnet rotary servo motor (Low inertia) includes a 400V, 100 mm frame size, with a magnetic stack length of 2 in., a rated speed of 5000 rpm, a Multi-turn high-resolution encoder feedback, Shaft key/no shaft seal, Circular DIN, right angle, 180 degrees rotatable, 24V DC brake, IEC metric, and Standard designated options.</p> | 99.4334
59134 | MPL-B320P-MK22AA | G | <p>This Premium permanent magnet rotary servo motor (Low inertia) includes a 400V, 100 mm frame size, with a magnetic stack length of 2 in., a rated speed of 5000 rpm, a Multi-turn high-resolution encoder feedback, No shaft key/no shaft seal, Circular bayonet, facing shaft, No brake, IEC metric, and Standard designated options.</p> | 99.7006
59133 | MPL-B320P-MK24AA | G | <p>This Premium permanent magnet rotary servo motor (Low inertia) includes a 400V, 100 mm frame size, with a magnetic stack length of 2 in., a rated speed of 5000 rpm, a Multi-turn high-resolution encoder feedback, No shaft key/no shaft seal, Circular bayonet, facing shaft, 24V DC brake, IEC metric, and Standard designated options.</p> | 99.7041
59132 | MPL-B320P-MK72AA | G | <p>This Premium permanent magnet rotary servo motor (Low inertia) includes a 400V, 100 mm frame size, with a magnetic stack length of 2 in., a rated speed of 5000 rpm, a Multi-turn high-resolution encoder feedback, No shaft key/no shaft seal, Circular DIN, right angle, 180 degrees rotatable, No brake, IEC metric, and Standard designated options.</p> | 99.7159
59051 | MPL-B320P-MK74AA | G | <p>This Premium permanent magnet rotary servo motor (Low inertia) includes a 400V, 100 mm frame size, with a magnetic stack length of 2 in., a rated speed of 5000 rpm, a Multi-turn high-resolution encoder feedback, No shaft key/no shaft seal, Circular DIN, right angle, 180 degrees rotatable, 24V DC brake, IEC metric, and Standard designated options.</p> | 99.7191
59227 | MPL-B320P-RJ24AA | G | <p>This Premium permanent magnet rotary servo motor (Low inertia) includes a 400V, 100 mm frame size, with a magnetic stack length of 2 in., a rated speed of 5000 rpm, a 2-pole resolver feedback, Shaft key/no shaft seal, Circular bayonet, facing shaft, 24V DC brake, IEC metric, and Standard designated options.</p> | 98.8976
59226 | MPL-B320P-RJ72AA | G | <p>This Premium permanent magnet rotary servo motor (Low inertia) includes a 400V, 100 mm frame size, with a magnetic stack length of 2 in., a rated speed of 5000 rpm, a 2-pole resolver feedback, Shaft key/no shaft seal, Circular DIN, right angle, 180 degrees rotatable, No brake, IEC metric, and Standard designated options.</p> | 97.281
59198 | MPL-B320P-RJ74AA | G | <p>This Premium permanent magnet rotary servo motor (Low inertia) includes a 400V, 100 mm frame size, with a magnetic stack length of 2 in., a rated speed of 5000 rpm, a 2-pole resolver feedback, Shaft key/no shaft seal, Circular DIN, right angle, 180 degrees rotatable, 24V DC brake, IEC metric, and Standard designated options.</p> | 99.1018
59059 | MPL-B320P-SJ22AA | G | <p>This Premium permanent magnet rotary servo motor (Low inertia) includes a 400V, 100 mm frame size, with a magnetic stack length of 2 in., a rated speed of 5000 rpm, a Single-turn high-resolution encoder feedback, Shaft key/no shaft seal, Circular bayonet, facing shaft, No brake, IEC metric, and Standard designated options.</p> | 99.6988
59131 | MPL-B320P-SJ24AA | G | <p>This Premium permanent magnet rotary servo motor (Low inertia) includes a 400V, 100 mm frame size, with a magnetic stack length of 2 in., a rated speed of 5000 rpm, a Single-turn high-resolution encoder feedback, Shaft key/no shaft seal, Circular bayonet, facing shaft, 24V DC brake, IEC metric, and Standard designated options.</p> | 99.7024
59058 | MPL-B320P-SJ72AA | G | The Allen-Bradley MPL-B320P-SJ72AA is an MP series Low-Inertia motor from the MP Series servo motors. This servo motors belongs to the 400V voltage class, Frame size 3, 50.8 mm (2.0 in.) magnet stack, rated speed of 5000 rpm with Circular (SpeedTec) DIN connector, right angle, 180Â° rotatable. It uses a single-turn encoder as position feedback. | 98.4081
59092 | MPL-B320P-SJ74AA | G | <p>This Premium permanent magnet rotary servo motor (Low inertia) includes a 400V, 100 mm frame size, with a magnetic stack length of 2 in., a rated speed of 5000 rpm, a Single-turn high-resolution encoder feedback, Shaft key/no shaft seal, Circular DIN, right angle, 180 degrees rotatable, 24V DC brake, IEC metric, and Standard designated options.</p> | 99.7175
59088 | MPL-B320P-SK22AA | G | <p>This Premium permanent magnet rotary servo motor (Low inertia) includes a 400V, 100 mm frame size, with a magnetic stack length of 2 in., a rated speed of 5000 rpm, a Single-turn high-resolution encoder feedback, No shaft key/no shaft seal, Circular bayonet, facing shaft, No brake, IEC metric, and Standard designated options.</p> | 99.7015
59225 | MPL-B320P-SK24AA | G | <p>This Premium permanent magnet rotary servo motor (Low inertia) includes a 400V, 100 mm frame size, with a magnetic stack length of 2 in., a rated speed of 5000 rpm, a Single-turn high-resolution encoder feedback, No shaft key/no shaft seal, Circular bayonet, facing shaft, 24V DC brake, IEC metric, and Standard designated options.</p> | 98.963
59277 | MPL-B320P-SK72AA | G | <p>This Premium permanent magnet rotary servo motor (Low inertia) includes a 400V, 100 mm frame size, with a magnetic stack length of 2 in., a rated speed of 5000 rpm, a Single-turn high-resolution encoder feedback, No shaft key/no shaft seal, Circular DIN, right angle, 180 degrees rotatable, No brake, IEC metric, and Standard designated options.</p> | 99.1501
59130 | MPL-B320P-SK74AA | G | <p>This Premium permanent magnet rotary servo motor (Low inertia) includes a 400V, 100 mm frame size, with a magnetic stack length of 2 in., a rated speed of 5000 rpm, a Single-turn high-resolution encoder feedback, No shaft key/no shaft seal, Circular DIN, right angle, 180 degrees rotatable, 24V DC brake, IEC metric, and Standard designated options.</p> | 99.7199
59129 | MPL-B330P-HJ22AA | G | <p>This Premium permanent magnet rotary servo motor (Low inertia) includes a 400V, 100 mm frame size, with a magnetic stack length of 3 in., a rated speed of 5000 rpm, a 2000 line encoder feedback, Shaft key/no shaft seal, Circular bayonet, facing shaft, No brake, IEC metric, and Standard designated options.</p> | 99.6815
59224 | MPL-B330P-HJ72AA | G | <p>This Premium permanent magnet rotary servo motor (Low inertia) includes a 400V, 100 mm frame size, with a magnetic stack length of 3 in., a rated speed of 5000 rpm, a 2000 line encoder feedback, Shaft key/no shaft seal, Circular DIN, right angle, 180 degrees rotatable, No brake, IEC metric, and Standard designated options.</p> | 99.6988
59182 | MPL-B330P-HK22AA | G | <p>This Premium permanent magnet rotary servo motor (Low inertia) includes a 400V, 100 mm frame size, with a magnetic stack length of 3 in., a rated speed of 5000 rpm, a 2000 line encoder feedback, No shaft key/no shaft seal, Circular bayonet, facing shaft, No brake, IEC metric, and Standard designated options.</p> | 99.6845
59223 | MPL-B330P-HK24AA | G | <p>This Premium permanent magnet rotary servo motor (Low inertia) includes a 400V, 100 mm frame size, with a magnetic stack length of 3 in., a rated speed of 5000 rpm, a 2000 line encoder feedback, No shaft key/no shaft seal, Circular bayonet, facing shaft, 24V DC brake, IEC metric, and Standard designated options.</p> | 99.6885
59128 | MPL-B330P-HK72AA | G | <p>This Premium permanent magnet rotary servo motor (Low inertia) includes a 400V, 100 mm frame size, with a magnetic stack length of 3 in., a rated speed of 5000 rpm, a 2000 line encoder feedback, No shaft key/no shaft seal, Circular DIN, right angle, 180 degrees rotatable, No brake, IEC metric, and Standard designated options.</p> | 99.7015
59222 | MPL-B330P-MJ22AA | G | The Allen-Bradley MPL-B330P-MJ22AA is a Servo Motor that is part of the Kinetix MP Low-Inertia series. This servo motor belongs to the 400V voltage class, Frame size 3, 76.2 mm (3.0 in.) magnet stack with rated speed of 5000 rpm. It uses a 1024 sin/cos, absolute multi-turn encoder (Hiperface protocol) as position feedback. | 96.4778
59127 | MPL-B330P-MJ24AA | G | <p>This Premium permanent magnet rotary servo motor (Low inertia) includes a 400V, 100 mm frame size, with a magnetic stack length of 3 in., a rated speed of 5000 rpm, a Multi-turn high-resolution encoder feedback, Shaft key/no shaft seal, Circular bayonet, facing shaft, 24V DC brake, IEC metric, and Standard designated options.</p> | 99.7015
59125 | MPL-B330P-MJ74AA | G | The Allen-Bradley MPL-B330P-MJ74AA is a Servo Motor that is part of the Kinetix MP Low-Inertia series. This servo motor belongs to the 400V voltage class, Frame size 3, 76.2 mm (3.0 in.) magnet stack rated speed of 5000 rpm with Circular (SpeedTec) DIN connector, right angle, 180Â° rotatable. It uses a 1024 sin/cos, absolute multi-turn encoder (Hiperface protocol) as position feedback with 24VDC holding brake. | 96.5261
59124 | MPL-B330P-MK22AA | G | <p>This Premium permanent magnet rotary servo motor (Low inertia) includes a 400V, 100 mm frame size, with a magnetic stack length of 3 in., a rated speed of 5000 rpm, a Multi-turn high-resolution encoder feedback, No shaft key/no shaft seal, Circular bayonet, facing shaft, No brake, IEC metric, and Standard designated options.</p> | 99.7006
59123 | MPL-B330P-MK24AA | G | <p>This Premium permanent magnet rotary servo motor (Low inertia) includes a 400V, 100 mm frame size, with a magnetic stack length of 3 in., a rated speed of 5000 rpm, a Multi-turn high-resolution encoder feedback, No shaft key/no shaft seal, Circular bayonet, facing shaft, 24V DC brake, IEC metric, and Standard designated options.</p> | 99.7041
59057 | MPL-B330P-MK72AA | G | <p>This Premium permanent magnet rotary servo motor (Low inertia) includes a 400V, 100 mm frame size, with a magnetic stack length of 3 in., a rated speed of 5000 rpm, a Multi-turn high-resolution encoder feedback, No shaft key/no shaft seal, Circular DIN, right angle, 180 degrees rotatable, No brake, IEC metric, and Standard designated options.</p> | 99.7159
59054 | MPL-B330P-MK74AA | G | <p>This Premium permanent magnet rotary servo motor (Low inertia) includes a 400V, 100 mm frame size, with a magnetic stack length of 3 in., a rated speed of 5000 rpm, a Multi-turn high-resolution encoder feedback, No shaft key/no shaft seal, Circular DIN, right angle, 180 degrees rotatable, 24V DC brake, IEC metric, and Standard designated options.</p> | 99.7191
59122 | MPL-B330P-RJ22AA | G | <p>This Premium permanent magnet rotary servo motor (Low inertia) includes a 400V, 100 mm frame size, with a magnetic stack length of 3 in., a rated speed of 5000 rpm, a 2-pole resolver feedback, Shaft key/no shaft seal, Circular bayonet, facing shaft, No brake, IEC metric, and Standard designated options.</p> | 99.6795
59121 | MPL-B330P-RJ72AA | G | <p>This Premium permanent magnet rotary servo motor (Low inertia) includes a 400V, 100 mm frame size, with a magnetic stack length of 3 in., a rated speed of 5000 rpm, a 2-pole resolver feedback, Shaft key/no shaft seal, Circular DIN, right angle, 180 degrees rotatable, No brake, IEC metric, and Standard designated options.</p> | 99.697
59078 | MPL-B330P-RK22AA | G | <p>This Premium permanent magnet rotary servo motor (Low inertia) includes a 400V, 100 mm frame size, with a magnetic stack length of 3 in., a rated speed of 5000 rpm, a 2-pole resolver feedback, No shaft key/no shaft seal, Circular bayonet, facing shaft, No brake, IEC metric, and Standard designated options.</p> | 99.3651
59281 | MPL-B330P-RK24AA | G | <p>This Premium permanent magnet rotary servo motor (Low inertia) includes a 400V, 100 mm frame size, with a magnetic stack length of 3 in., a rated speed of 5000 rpm, a 2-pole resolver feedback, No shaft key/no shaft seal, Circular bayonet, facing shaft, 24V DC brake, IEC metric, and Standard designated options.</p> | 97.7918
59221 | MPL-B330P-SJ22AA | G | <p>This Premium permanent magnet rotary servo motor (Low inertia) includes a 400V, 100 mm frame size, with a magnetic stack length of 3 in., a rated speed of 5000 rpm, a Single-turn high-resolution encoder feedback, Shaft key/no shaft seal, Circular bayonet, facing shaft, No brake, IEC metric, and Standard designated options.</p> | 99.3976
59120 | MPL-B330P-SJ24AA | G | <p>This Premium permanent magnet rotary servo motor (Low inertia) includes a 400V, 100 mm frame size, with a magnetic stack length of 3 in., a rated speed of 5000 rpm, a Single-turn high-resolution encoder feedback, Shaft key/no shaft seal, Circular bayonet, facing shaft, 24V DC brake, IEC metric, and Standard designated options.</p> | 99.7024
59056 | MPL-B330P-SJ72AA | G | The Allen-Bradley MPL-B330P-SJ72AA is a Servo Motor that is part of the Kinetix MP Low-Inertia series. This servo motor belongs to the 400V voltage class, Frame size 3, 76.2 mm (3.0 in.) magnet stack rated speed of 5000 rpm with Circular (SpeedTec) DIN connector, right angle, 180Â° rotatable. It uses a 1024 sin/cos, absolute single-turn encoder (Hiperface protocol) as position feedback. | 98.5915
59082 | MPL-B330P-SJ74AA | G | <p>This Premium permanent magnet rotary servo motor (Low inertia) includes a 400V, 100 mm frame size, with a magnetic stack length of 3 in., a rated speed of 5000 rpm, a Single-turn high-resolution encoder feedback, Shaft key/no shaft seal, Circular DIN, right angle, 180 degrees rotatable, 24V DC brake, IEC metric, and Standard designated options.</p> | 99.7175
59220 | MPL-B330P-SK22AA | G | <p>This Premium permanent magnet rotary servo motor (Low inertia) includes a 400V, 100 mm frame size, with a magnetic stack length of 3 in., a rated speed of 5000 rpm, a Single-turn high-resolution encoder feedback, No shaft key/no shaft seal, Circular bayonet, facing shaft, No brake, IEC metric, and Standard designated options.</p> | 99.7015
59041 | MPL-B330P-SK24AA | G | <p>This Premium permanent magnet rotary servo motor (Low inertia) includes a 400V, 100 mm frame size, with a magnetic stack length of 3 in., a rated speed of 5000 rpm, a Single-turn high-resolution encoder feedback, No shaft key/no shaft seal, Circular bayonet, facing shaft, 24V DC brake, IEC metric, and Standard designated options.</p> | 99.705
59055 | MPL-B330P-SK72AA | G | <p>This Premium permanent magnet rotary servo motor (Low inertia) includes a 400V, 100 mm frame size, with a magnetic stack length of 3 in., a rated speed of 5000 rpm, a Single-turn high-resolution encoder feedback, No shaft key/no shaft seal, Circular DIN, right angle, 180 degrees rotatable, No brake, IEC metric, and Standard designated options.</p> | 99.7167
59119 | MPL-B330P-SK74AA | G | <p>This Premium permanent magnet rotary servo motor (Low inertia) includes a 400V, 100 mm frame size, with a magnetic stack length of 3 in., a rated speed of 5000 rpm, a Single-turn high-resolution encoder feedback, No shaft key/no shaft seal, Circular DIN, right angle, 180 degrees rotatable, 24V DC brake, IEC metric, and Standard designated options.</p> | 99.7199
59219 | MPL-B420P-HJ24AA | G | <p>This Premium permanent magnet rotary servo motor (Low inertia) includes a 400V, 115 mm frame size, with a magnetic stack length of 2 in., a rated speed of 5000 rpm, a 2000 line encoder feedback, Shaft key/no shaft seal, Circular bayonet, facing shaft, 24V DC brake, IEC metric, and Standard designated options.</p> | 99.6855
29687 | MPL-B420P-HJ72AA | G | This MP-Series Low Inertia Servo Motor's Specifications includes a 460 V, Frame Size 4 = 115 mm (4.53 in.), Stack Length 20 = 50.8 mm (2.0 in.), 5000 RPM, 2000 Line Incremental Encoder. It also includes a Keyed Shaft Extension, SpeedTEC DIN Connector, Right Angle, 180 Rotatable (Quick Connect), No Brake, IEC Metric, and Free Mounting Holes (Type FF). | 95.2113
59218 | MPL-B420P-HK22AA | G | <p>This Premium permanent magnet rotary servo motor (Low inertia) includes a 400V, 115 mm frame size, with a magnetic stack length of 2 in., a rated speed of 5000 rpm, a 2000 line encoder feedback, No shaft key/no shaft seal, Circular bayonet, facing shaft, No brake, IEC metric, and Standard designated options.</p> | 99.3691
59217 | MPL-B420P-HK72AA | G | <p>This Premium permanent magnet rotary servo motor (Low inertia) includes a 400V, 115 mm frame size, with a magnetic stack length of 2 in., a rated speed of 5000 rpm, a 2000 line encoder feedback, No shaft key/no shaft seal, Circular DIN, right angle, 180 degrees rotatable, No brake, IEC metric, and Standard designated options.</p> | 99.403
59118 | MPL-B420P-MJ22AA | G | <p>This Premium permanent magnet rotary servo motor (Low inertia) includes a 400V, 115 mm frame size, with a magnetic stack length of 2 in., a rated speed of 5000 rpm, a Multi-turn high-resolution encoder feedback, Shaft key/no shaft seal, Circular bayonet, facing shaft, No brake, IEC metric, and Standard designated options.</p> | 99.6979
59117 | MPL-B420P-MJ24AA | G | <p>This Premium permanent magnet rotary servo motor (Low inertia) includes a 400V, 115 mm frame size, with a magnetic stack length of 2 in., a rated speed of 5000 rpm, a Multi-turn high-resolution encoder feedback, Shaft key/no shaft seal, Circular bayonet, facing shaft, 24V DC brake, IEC metric, and Standard designated options.</p> | 99.7015
29688 | MPL-B420P-MJ72AA | G | The Allen-Bradley MPL-B420P-MJ72AA is an MP series Low-Inertia motor from the MP Series servo motors. This servo motors belongs to the 400V voltage class, Frame size 4, 50.8 mm (2.0 in.) magnet stack, rated speed of 5000 rpm with Circular (SpeedTec) DIN connector, right angle, 180Â° rotatable. It uses a multi-turn encoder as position feedback. | 99.4203
29689 | MPL-B420P-MJ74AA | G | This MP-Series Low Inertia Servo Motor's Specifications includes a 460 V, Frame Size 4 = 115 mm (4.53 in.), Stack Length 20 = 50.8 mm (2.0 in.), 5000 RPM, Multi-turn High-resolution Encoder (absolute feedback). It also includes a Keyed Shaft Extension, SpeedTEC DIN Connector, Right Angle, 180 Rotatable (Quick Connect), 24V DC Brake, IEC Metric, and Free Mounting Holes (Type FF). | 98.4211
59052 | MPL-B420P-MK22AA | G | <p>This Premium permanent magnet rotary servo motor (Low inertia) includes a 400V, 115 mm frame size, with a magnetic stack length of 2 in., a rated speed of 5000 rpm, a Multi-turn high-resolution encoder feedback, No shaft key/no shaft seal, Circular bayonet, facing shaft, No brake, IEC metric, and Standard designated options.</p> | 99.7006
59702 | MPL-B420P-MK24AA | G | <p>This Premium permanent magnet rotary servo motor (Low inertia) includes a 400V, 115 mm frame size, with a magnetic stack length of 2 in., a rated speed of 5000 rpm, a Multi-turn high-resolution encoder feedback, No shaft key/no shaft seal, Circular bayonet, facing shaft, 24V DC brake, IEC metric, and Standard designated options.</p> | 99.1124
29690 | MPL-B420P-MK72AA | G | This MP-Series Low Inertia Servo Motor's Specifications includes a 460 V, Frame Size 4 = 115 mm (4.53 in.), Stack Length 20 = 50.8 mm (2.0 in.), 5000 RPM, Multi-turn High-resolution Encoder (absolute feedback). It also includes a Keyless Shaft Extension, SpeedTEC DIN Connector, Right Angle, 180 Rotatable (Quick Connect), No Brake, IEC Metric, and Free Mounting Holes (Type FF). | 96.6146
59116 | MPL-B420P-MK74AA | G | <p>This Premium permanent magnet rotary servo motor (Low inertia) includes a 400V, 115 mm frame size, with a magnetic stack length of 2 in., a rated speed of 5000 rpm, a Multi-turn high-resolution encoder feedback, No shaft key/no shaft seal, Circular DIN, right angle, 180 degrees rotatable, 24V DC brake, IEC metric, and Standard designated options.</p> | 99.4382
59216 | MPL-B420P-RJ22AA | G | <p>This Premium permanent magnet rotary servo motor (Low inertia) includes a 400V, 115 mm frame size, with a magnetic stack length of 2 in., a rated speed of 5000 rpm, a 2-pole resolver feedback, Shaft key/no shaft seal, Circular bayonet, facing shaft, No brake, IEC metric, and Standard designated options.</p> | 99.359
59075 | MPL-B420P-RJ72AA | G | <p>This Premium permanent magnet rotary servo motor (Low inertia) includes a 400V, 115 mm frame size, with a magnetic stack length of 2 in., a rated speed of 5000 rpm, a 2-pole resolver feedback, Shaft key/no shaft seal, Circular DIN, right angle, 180 degrees rotatable, No brake, IEC metric, and Standard designated options.</p> | 99.697
59613 | MPL-B420P-RK22AA | G | <p>This Premium permanent magnet rotary servo motor (Low inertia) includes a 400V, 115 mm frame size, with a magnetic stack length of 2 in., a rated speed of 5000 rpm, a 2-pole resolver feedback, No shaft key/no shaft seal, Circular bayonet, facing shaft, No brake, IEC metric, and Standard designated options.</p> | 98.5646
59096 | MPL-B420P-SJ22AA | G | <p>This Premium permanent magnet rotary servo motor (Low inertia) includes a 400V, 115 mm frame size, with a magnetic stack length of 2 in., a rated speed of 5000 rpm, a Single-turn high-resolution encoder feedback, Shaft key/no shaft seal, Circular bayonet, facing shaft, No brake, IEC metric, and Standard designated options.</p> | 99.6988
59215 | MPL-B420P-SJ24AA | G | <p>This Premium permanent magnet rotary servo motor (Low inertia) includes a 400V, 115 mm frame size, with a magnetic stack length of 2 in., a rated speed of 5000 rpm, a Single-turn high-resolution encoder feedback, Shaft key/no shaft seal, Circular bayonet, facing shaft, 24V DC brake, IEC metric, and Standard designated options.</p> | 99.4048
59283 | MPL-B420P-SK22AA | G | <p>This Premium permanent magnet rotary servo motor (Low inertia) includes a 400V, 115 mm frame size, with a magnetic stack length of 2 in., a rated speed of 5000 rpm, a Single-turn high-resolution encoder feedback, No shaft key/no shaft seal, Circular bayonet, facing shaft, No brake, IEC metric, and Standard designated options.</p> | 99.1045
59049 | MPL-B420P-SK24AA | G | <p>This Premium permanent magnet rotary servo motor (Low inertia) includes a 400V, 115 mm frame size, with a magnetic stack length of 2 in., a rated speed of 5000 rpm, a Single-turn high-resolution encoder feedback, No shaft key/no shaft seal, Circular bayonet, facing shaft, 24V DC brake, IEC metric, and Standard designated options.</p> | 99.705
29692 | MPL-B420P-SK72AA | G | This MP-Series Low Inertia Servo Motor's Specifications includes a 460 V, Frame Size 4 = 115 mm (4.53 in.), Stack Length 20 = 50.8 mm (2.0 in.), 5000 RPM, Single-turn High-resolution Encoder. It also includes a Keyless Shaft Extension, SpeedTEC DIN Connector, Right Angle, 180 Rotatable (Quick Connect), No Brake, IEC Metric, and Free Mounting Holes (Type FF). | 99.4429
59090 | MPL-B430H-SJ22AA | G | <p>This Premium permanent magnet rotary servo motor (Low inertia) includes a 400V, 115 mm frame size, with a magnetic stack length of 3 in., a rated speed of 3500 rpm, a Single-turn high-resolution encoder feedback, Shaft key/no shaft seal, Circular bayonet, facing shaft, No brake, IEC metric, and Standard designated options.</p> | 99.6988
59214 | MPL-B430H-SJ24AA | G | <p>This Premium permanent magnet rotary servo motor (Low inertia) includes a 400V, 115 mm frame size, with a magnetic stack length of 3 in., a rated speed of 3500 rpm, a Single-turn high-resolution encoder feedback, Shaft key/no shaft seal, Circular bayonet, facing shaft, 24V DC brake, IEC metric, and Standard designated options.</p> | 99.7024
59213 | MPL-B430H-SJ72AA | G | <p>This Premium permanent magnet rotary servo motor (Low inertia) includes a 400V, 115 mm frame size, with a magnetic stack length of 3 in., a rated speed of 3500 rpm, a Single-turn high-resolution encoder feedback, Shaft key/no shaft seal, Circular DIN, right angle, 180 degrees rotatable, No brake, IEC metric, and Standard designated options.</p> | 99.4286
59043 | MPL-B430H-SJ74AA | G | <p>This Premium permanent magnet rotary servo motor (Low inertia) includes a 400V, 115 mm frame size, with a magnetic stack length of 3 in., a rated speed of 3500 rpm, a Single-turn high-resolution encoder feedback, Shaft key/no shaft seal, Circular DIN, right angle, 180 degrees rotatable, 24V DC brake, IEC metric, and Standard designated options.</p> | 99.435
59212 | MPL-B430P-HJ22AA | G | <p>This Premium permanent magnet rotary servo motor (Low inertia) includes a 400V, 115 mm frame size, with a magnetic stack length of 3 in., a rated speed of 5000 rpm, a 2000 line encoder feedback, Shaft key/no shaft seal, Circular bayonet, facing shaft, No brake, IEC metric, and Standard designated options.</p> | 99.0446
59115 | MPL-B430P-HJ24AA | G | <p>This Premium permanent magnet rotary servo motor (Low inertia) includes a 400V, 115 mm frame size, with a magnetic stack length of 3 in., a rated speed of 5000 rpm, a 2000 line encoder feedback, Shaft key/no shaft seal, Circular bayonet, facing shaft, 24V DC brake, IEC metric, and Standard designated options.</p> | 99.6855
29693 | MPL-B430P-HJ72AA | G | The Allen-Bradley MPL-B430P-HJ72AA is a Servo Motor that is part of the Kinetix MP Low-Inertia series. This servo motor belongs to the 400V voltage class, Frame size 4, 76.2 mm (3.0 in.) magnet stack rated speed of 5000 rpm with Circular (SpeedTec) DIN connector, right angle, 180Â° rotatable. It uses a 2000 lines/revolution, incremental encoder as position feedback. | 96.4706
59114 | MPL-B430P-HK22AA | G | <p>This Premium permanent magnet rotary servo motor (Low inertia) includes a 400V, 115 mm frame size, with a magnetic stack length of 3 in., a rated speed of 5000 rpm, a 2000 line encoder feedback, No shaft key/no shaft seal, Circular bayonet, facing shaft, No brake, IEC metric, and Standard designated options.</p> | 99.6845
59210 | MPL-B430P-HK24AA | G | <p>This Premium permanent magnet rotary servo motor (Low inertia) includes a 400V, 115 mm frame size, with a magnetic stack length of 3 in., a rated speed of 5000 rpm, a 2000 line encoder feedback, No shaft key/no shaft seal, Circular bayonet, facing shaft, 24V DC brake, IEC metric, and Standard designated options.</p> | 99.3769
59209 | MPL-B430P-HK74AA | G | <p>This Premium permanent magnet rotary servo motor (Low inertia) includes a 400V, 115 mm frame size, with a magnetic stack length of 3 in., a rated speed of 5000 rpm, a 2000 line encoder feedback, No shaft key/no shaft seal, Circular DIN, right angle, 180 degrees rotatable, 24V DC brake, IEC metric, and Standard designated options.</p> | 98.5163
59086 | MPL-B430P-MJ22AA | G | The Allen-Bradley MPL-B430P-MJ22AA is a Servo Motor that is part of the Kinetix MP Low-Inertia series. This servo motor belongs to the 400V voltage class, Frame size 4, 76.2 mm (3.0 in.) magnet stack, rated speed of 5000 rpm with Circular (SpeedTec) DIN connector, right angle, 180Â° rotatable. It uses a 1024 sin/cos, absolute multi-turn encoder (Hiperface protocol) as position feedback. | 98.8447
59113 | MPL-B430P-MJ24AA | G | <p>This Premium permanent magnet rotary servo motor (Low inertia) includes a 400V, 115 mm frame size, with a magnetic stack length of 3 in., a rated speed of 5000 rpm, a Multi-turn high-resolution encoder feedback, Shaft key/no shaft seal, Circular bayonet, facing shaft, 24V DC brake, IEC metric, and Standard designated options.</p> | 99.7015
29694 | MPL-B430P-MJ72AA | G | The Allen-Bradley MPL-B430P-MJ72AA is an MP series Low-Inertia motor from the MP Series servo motors. This servo motors belongs to the 400V voltage class, Frame size 4, 76.2 mm (3.0 in.) magnet stack, rated speed of 5000 rpm with Circular (SpeedTec) DIN connector, right angle, 180Â° rotatable. It uses a multi-turn encoder as position feedback. | 98.4081
29695 | MPL-B430P-MJ74AA | G | <p>This MP-Series Low Inertia Servo Motor&acirc;&euro;&trade;s Specifications includes a 460 V, Frame Size 4 = 115 mm (4.53 in.), Stack Length 30 = 76.2 mm (3.0 in.), 5000 RPM, Multi-turn High-resolution Encoder (absolute feedback). It also includes a Keyed Shaft Extension, SpeedTEC DIN Connector, Right Angle, 180 Rotatable (Quick Connect), 24V DC Brake, IEC Metric, and Free Mounting Holes (Type FF).</p> | 96.3614
59112 | MPL-B430P-MK22AA | G | <p>This Premium permanent magnet rotary servo motor (Low inertia) includes a 400V, 115 mm frame size, with a magnetic stack length of 3 in., a rated speed of 5000 rpm, a Multi-turn high-resolution encoder feedback, No shaft key/no shaft seal, Circular bayonet, facing shaft, No brake, IEC metric, and Standard designated options.</p> | 99.7006
59111 | MPL-B430P-MK24AA | G | <p>This Premium permanent magnet rotary servo motor (Low inertia) includes a 400V, 115 mm frame size, with a magnetic stack length of 3 in., a rated speed of 5000 rpm, a Multi-turn high-resolution encoder feedback, No shaft key/no shaft seal, Circular bayonet, facing shaft, 24V DC brake, IEC metric, and Standard designated options.</p> | 99.7041
29696 | MPL-B430P-MK72AA | G | This MP-Series Low Inertia Servo Motor's Specifications includes a 460 V, Frame Size 4 = 115 mm (4.53 in.), Stack Length 30 = 76.2 mm (3.0 in.), 5000 RPM, Multi-turn High-resolution Encoder (absolute feedback). It also includes a Keyless Shaft Extension, SpeedTEC DIN Connector, Right Angle, 180 Rotatable (Quick Connect), No Brake, IEC Metric, and Free Mounting Holes (Type FF). | 98.6807
59208 | MPL-B430P-RJ22AA | G | <p>This Premium permanent magnet rotary servo motor (Low inertia) includes a 400V, 115 mm frame size, with a magnetic stack length of 3 in., a rated speed of 5000 rpm, a 2-pole resolver feedback, Shaft key/no shaft seal, Circular bayonet, facing shaft, No brake, IEC metric, and Standard designated options.</p> | 99.6795
59110 | MPL-B430P-RJ72AA | G | <p>This Premium permanent magnet rotary servo motor (Low inertia) includes a 400V, 115 mm frame size, with a magnetic stack length of 3 in., a rated speed of 5000 rpm, a 2-pole resolver feedback, Shaft key/no shaft seal, Circular DIN, right angle, 180 degrees rotatable, No brake, IEC metric, and Standard designated options.</p> | 99.3939
59207 | MPL-B430P-RJ74AA | G | <p>This Premium permanent magnet rotary servo motor (Low inertia) includes a 400V, 115 mm frame size, with a magnetic stack length of 3 in., a rated speed of 5000 rpm, a 2-pole resolver feedback, Shaft key/no shaft seal, Circular DIN, right angle, 180 degrees rotatable, 24V DC brake, IEC metric, and Standard designated options.</p> | 97.8916
59206 | MPL-B430P-RK22AA | G | <p>This Premium permanent magnet rotary servo motor (Low inertia) includes a 400V, 115 mm frame size, with a magnetic stack length of 3 in., a rated speed of 5000 rpm, a 2-pole resolver feedback, No shaft key/no shaft seal, Circular bayonet, facing shaft, No brake, IEC metric, and Standard designated options.</p> | 99.6825
59079 | MPL-B430P-RK24AA | G | <p>This Premium permanent magnet rotary servo motor (Low inertia) includes a 400V, 115 mm frame size, with a magnetic stack length of 3 in., a rated speed of 5000 rpm, a 2-pole resolver feedback, No shaft key/no shaft seal, Circular bayonet, facing shaft, 24V DC brake, IEC metric, and Standard designated options.</p> | 99.373
59109 | MPL-B430P-SJ22AA | G | <p>This Premium permanent magnet rotary servo motor (Low inertia) includes a 400V, 115 mm frame size, with a magnetic stack length of 3 in., a rated speed of 5000 rpm, a Single-turn high-resolution encoder feedback, Shaft key/no shaft seal, Circular bayonet, facing shaft, No brake, IEC metric, and Standard designated options.</p> | 99.3976
59108 | MPL-B430P-SJ24AA | G | <p>This Premium permanent magnet rotary servo motor (Low inertia) includes a 400V, 115 mm frame size, with a magnetic stack length of 3 in., a rated speed of 5000 rpm, a Single-turn high-resolution encoder feedback, Shaft key/no shaft seal, Circular bayonet, facing shaft, 24V DC brake, IEC metric, and Standard designated options.</p> | 99.7024
29698 | MPL-B430P-SJ72AA | G | The Allen-Bradley MPL-B430P-SJ72AA is an MP series Low-Inertia motor from the MP Series servo motors. This servo motors belongs to the 400V voltage class, Frame size 4, 76.2 mm (3.0 in.) magnet stack, rated speed of 5000 rpm with Circular (SpeedTec) DIN connector, right angle, 180Â° rotatable. It uses a single-turn encoder as position feedback. | 98.2659
29699 | MPL-B430P-SJ74AA | G | This MP-Series Low Inertia Servo Motor's Specifications includes a 460 V, Frame Size 4 = 115 mm (4.53 in.), Stack Length 30 = 76.2 mm (3.0 in.), 5000 RPM, Single-turn High-resolution Encoder. It also includes a Keyed Shaft Extension, SpeedTEC DIN Connector, Right Angle, 180 Rotatable (Quick Connect), 24V DC Brake, IEC Metric, and Free Mounting Holes (Type FF). | 99.449
59205 | MPL-B430P-SK22AA | G | <p>This Premium permanent magnet rotary servo motor (Low inertia) includes a 400V, 115 mm frame size, with a magnetic stack length of 3 in., a rated speed of 5000 rpm, a Single-turn high-resolution encoder feedback, No shaft key/no shaft seal, Circular bayonet, facing shaft, No brake, IEC metric, and Standard designated options.</p> | 99.7015
59204 | MPL-B430P-SK24AA | G | <p>This Premium permanent magnet rotary servo motor (Low inertia) includes a 400V, 115 mm frame size, with a magnetic stack length of 3 in., a rated speed of 5000 rpm, a Single-turn high-resolution encoder feedback, No shaft key/no shaft seal, Circular bayonet, facing shaft, 24V DC brake, IEC metric, and Standard designated options.</p> | 99.705
29700 | MPL-B430P-SK72AA | G | This MP-Series Low Inertia Servo Motor's Specifications includes a 460 V, Frame Size 4 = 115 mm (4.53 in.), Stack Length 30 = 76.2 mm (3.0 in.), 5000 RPM, Single-turn High-resolution Encoder. It also includes a Keyless Shaft Extension, SpeedTEC DIN Connector, Right Angle, 180 Rotatable (Quick Connect), No Brake, IEC Metric, and Free Mounting Holes (Type FF). | 98.895
29701 | MPL-B430P-SK74AA | G | This MP-Series Low Inertia Servo Motor's Specifications includes a 460 V, Frame Size 4 = 115 mm (4.53 in.), Stack Length 30 = 76.2 mm (3.0 in.), 5000 RPM, Single-turn High-resolution Encoder. It also includes a Keyless Shaft Extension, SpeedTEC DIN Connector, Right Angle, 180 Rotatable (Quick Connect), 24V DC Brake, IEC Metric, and Free Mounting Holes (Type FF). | 96.9529
59338 | MPL-B4520P-HJ22AA | G | <p>This Premium permanent magnet rotary servo motor (Low inertia) includes a 400V, 130 mm frame size, with a magnetic stack length of 2 in., a rated speed of 5000 rpm, a 2000 line encoder feedback, Shaft key/no shaft seal, Circular bayonet, facing shaft, No brake, IEC metric, and Standard designated options.</p> | 99.3631
59337 | MPL-B4520P-HK22AA | G | <p>This Premium permanent magnet rotary servo motor (Low inertia) includes a 400V, 130 mm frame size, with a magnetic stack length of 2 in., a rated speed of 5000 rpm, a 2000 line encoder feedback, No shaft key/no shaft seal, Circular bayonet, facing shaft, No brake, IEC metric, and Standard designated options.</p> | 99.6845
59316 | MPL-B4520P-SJ22AA | G | <p>This Premium permanent magnet rotary servo motor (Low inertia) includes a 400V, 130 mm frame size, with a magnetic stack length of 2 in., a rated speed of 5000 rpm, a Single-turn high-resolution encoder feedback, Shaft key/no shaft seal, Circular bayonet, facing shaft, No brake, IEC metric, and Standard designated options.</p> | 99.3976
59315 | MPL-B4520P-SJ24AA | G | <p>This Premium permanent magnet rotary servo motor (Low inertia) includes a 400V, 130 mm frame size, with a magnetic stack length of 2 in., a rated speed of 5000 rpm, a Single-turn high-resolution encoder feedback, Shaft key/no shaft seal, Circular bayonet, facing shaft, 24V DC brake, IEC metric, and Standard designated options.</p> | 99.4048
59336 | MPL-B4530F-HJ22AA | G | <p>This Premium permanent magnet rotary servo motor (Low inertia) includes a 400V, 130 mm frame size, with a magnetic stack length of 3 in., a rated speed of 3000 rpm, a 2000 line encoder feedback, Shaft key/no shaft seal, Circular bayonet, facing shaft, No brake, IEC metric, and Standard designated options.</p> | 99.6815
59314 | MPL-B4530F-HJ72AA | G | <p>This Premium permanent magnet rotary servo motor (Low inertia) includes a 400V, 130 mm frame size, with a magnetic stack length of 3 in., a rated speed of 3000 rpm, a 2000 line encoder feedback, Shaft key/no shaft seal, Circular DIN, right angle, 180 degrees rotatable, No brake, IEC metric, and Standard designated options.</p> | 99.3976
59327 | MPL-B4530F-MJ22AA | G | <p>This Premium permanent magnet rotary servo motor (Low inertia) includes a 400V, 130 mm frame size, with a magnetic stack length of 3 in., a rated speed of 3000 rpm, a Multi-turn high-resolution encoder feedback, Shaft key/no shaft seal, Circular bayonet, facing shaft, No brake, IEC metric, and Standard designated options.</p> | 99.6979
59335 | MPL-B4530F-MJ24AA | G | <p>This Premium permanent magnet rotary servo motor (Low inertia) includes a 400V, 130 mm frame size, with a magnetic stack length of 3 in., a rated speed of 3000 rpm, a Multi-turn high-resolution encoder feedback, Shaft key/no shaft seal, Circular bayonet, facing shaft, 24V DC brake, IEC metric, and Standard designated options.</p> | 99.7015
59334 | MPL-B4530F-MJ72AA | G | <p>This Premium permanent magnet rotary servo motor (Low inertia) includes a 400V, 130 mm frame size, with a magnetic stack length of 3 in., a rated speed of 3000 rpm, a Multi-turn high-resolution encoder feedback, Shaft key/no shaft seal, Circular DIN, right angle, 180 degrees rotatable, No brake, IEC metric, and Standard designated options.</p> | 99.7135
59292 | MPL-B4530F-MJ74AA | G | <p>This Premium permanent magnet rotary servo motor (Low inertia) includes a 400V, 130 mm frame size, with a magnetic stack length of 3 in., a rated speed of 3000 rpm, a Multi-turn high-resolution encoder feedback, Shaft key/no shaft seal, Circular DIN, right angle, 180 degrees rotatable, 24V DC brake, IEC metric, and Standard designated options.</p> | 99.7167
59299 | MPL-B4530F-MK22AA | G | <p>This Premium permanent magnet rotary servo motor (Low inertia) includes a 400V, 130 mm frame size, with a magnetic stack length of 3 in., a rated speed of 3000 rpm, a Multi-turn high-resolution encoder feedback, No shaft key/no shaft seal, Circular bayonet, facing shaft, No brake, IEC metric, and Standard designated options.</p> | 99.7006
59313 | MPL-B4530F-MK72AA | G | <p>This Premium permanent magnet rotary servo motor (Low inertia) includes a 400V, 130 mm frame size, with a magnetic stack length of 3 in., a rated speed of 3000 rpm, a Multi-turn high-resolution encoder feedback, No shaft key/no shaft seal, Circular DIN, right angle, 180 degrees rotatable, No brake, IEC metric, and Standard designated options.</p> | 99.7159
59304 | MPL-B4530F-RJ22AA | G | <p>This Premium permanent magnet rotary servo motor (Low inertia) includes a 400V, 130 mm frame size, with a magnetic stack length of 3 in., a rated speed of 3000 rpm, a 2-pole resolver feedback, Shaft key/no shaft seal, Circular bayonet, facing shaft, No brake, IEC metric, and Standard designated options.</p> | 99.0385
59333 | MPL-B4530F-SJ22AA | G | <p>This Premium permanent magnet rotary servo motor (Low inertia) includes a 400V, 130 mm frame size, with a magnetic stack length of 3 in., a rated speed of 3000 rpm, a Single-turn high-resolution encoder feedback, Shaft key/no shaft seal, Circular bayonet, facing shaft, No brake, IEC metric, and Standard designated options.</p> | 99.6988
59332 | MPL-B4530F-SJ24AA | G | <p>This Premium permanent magnet rotary servo motor (Low inertia) includes a 400V, 130 mm frame size, with a magnetic stack length of 3 in., a rated speed of 3000 rpm, a Single-turn high-resolution encoder feedback, Shaft key/no shaft seal, Circular bayonet, facing shaft, 24V DC brake, IEC metric, and Standard designated options.</p> | 99.7024
59312 | MPL-B4530F-SJ72AA | G | <p>This Premium permanent magnet rotary servo motor (Low inertia) includes a 400V, 130 mm frame size, with a magnetic stack length of 3 in., a rated speed of 3000 rpm, a Single-turn high-resolution encoder feedback, Shaft key/no shaft seal, Circular DIN, right angle, 180 degrees rotatable, No brake, IEC metric, and Standard designated options.</p> | 99.7143
59311 | MPL-B4530F-SJ74AA | G | <p>This Premium permanent magnet rotary servo motor (Low inertia) includes a 400V, 130 mm frame size, with a magnetic stack length of 3 in., a rated speed of 3000 rpm, a Single-turn high-resolution encoder feedback, Shaft key/no shaft seal, Circular DIN, right angle, 180 degrees rotatable, 24V DC brake, IEC metric, and Standard designated options.</p> | 99.7175
59331 | MPL-B4530F-SK72AA | G | <p>This Premium permanent magnet rotary servo motor (Low inertia) includes a 400V, 130 mm frame size, with a magnetic stack length of 3 in., a rated speed of 3000 rpm, a Single-turn high-resolution encoder feedback, No shaft key/no shaft seal, Circular DIN, right angle, 180 degrees rotatable, No brake, IEC metric, and Standard designated options.</p> | 99.0043
59330 | MPL-B4530K-HJ24AA | G | <p>This Premium permanent magnet rotary servo motor (Low inertia) includes a 400V, 130 mm frame size, with a magnetic stack length of 3 in., a rated speed of 4000 rpm, a 2000 line encoder feedback, Shaft key/no shaft seal, Circular bayonet, facing shaft, 24V DC brake, IEC metric, and Standard designated options.</p> | 99.6855
59300 | MPL-B4530K-MJ22AA | G | <p>This Premium permanent magnet rotary servo motor (Low inertia) includes a 400V, 130 mm frame size, with a magnetic stack length of 3 in., a rated speed of 4000 rpm, a Multi-turn high-resolution encoder feedback, Shaft key/no shaft seal, Circular bayonet, facing shaft, No brake, IEC metric, and Standard designated options.</p> | 99.6979
59291 | MPL-B4530K-MJ24AA | G | <p>This Premium permanent magnet rotary servo motor (Low inertia) includes a 400V, 130 mm frame size, with a magnetic stack length of 3 in., a rated speed of 4000 rpm, a Multi-turn high-resolution encoder feedback, Shaft key/no shaft seal, Circular bayonet, facing shaft, 24V DC brake, IEC metric, and Standard designated options.</p> | 99.7015
59310 | MPL-B4530K-MJ72AA | G | <p>This Premium permanent magnet rotary servo motor (Low inertia) includes a 400V, 130 mm frame size, with a magnetic stack length of 3 in., a rated speed of 4000 rpm, a Multi-turn high-resolution encoder feedback, Shaft key/no shaft seal, Circular DIN, right angle, 180 degrees rotatable, No brake, IEC metric, and Standard designated options.</p> | 99.7135
59309 | MPL-B4530K-MJ74AA | G | <p>This Premium permanent magnet rotary servo motor (Low inertia) includes a 400V, 130 mm frame size, with a magnetic stack length of 3 in., a rated speed of 4000 rpm, a Multi-turn high-resolution encoder feedback, Shaft key/no shaft seal, Circular DIN, right angle, 180 degrees rotatable, 24V DC brake, IEC metric, and Standard designated options.</p> | 99.4334
59329 | MPL-B4530K-MK22AA | G | <p>This Premium permanent magnet rotary servo motor (Low inertia) includes a 400V, 130 mm frame size, with a magnetic stack length of 3 in., a rated speed of 4000 rpm, a Multi-turn high-resolution encoder feedback, No shaft key/no shaft seal, Circular bayonet, facing shaft, No brake, IEC metric, and Standard designated options.</p> | 99.4012
59328 | MPL-B4530K-MK24AA | G | <p>This Premium permanent magnet rotary servo motor (Low inertia) includes a 400V, 130 mm frame size, with a magnetic stack length of 3 in., a rated speed of 4000 rpm, a Multi-turn high-resolution encoder feedback, No shaft key/no shaft seal, Circular bayonet, facing shaft, 24V DC brake, IEC metric, and Standard designated options.</p> | 99.4083
59290 | MPL-B4530K-MK72AA | G | <p>This Premium permanent magnet rotary servo motor (Low inertia) includes a 400V, 130 mm frame size, with a magnetic stack length of 3 in., a rated speed of 4000 rpm, a Multi-turn high-resolution encoder feedback, No shaft key/no shaft seal, Circular DIN, right angle, 180 degrees rotatable, No brake, IEC metric, and Standard designated options.</p> | 99.7159
59308 | MPL-B4530K-MK74AA | G | <p>This Premium permanent magnet rotary servo motor (Low inertia) includes a 400V, 130 mm frame size, with a magnetic stack length of 3 in., a rated speed of 4000 rpm, a Multi-turn high-resolution encoder feedback, No shaft key/no shaft seal, Circular DIN, right angle, 180 degrees rotatable, 24V DC brake, IEC metric, and Standard designated options.</p> | 99.4382
59289 | MPL-B4530K-RJ22AA | G | <p>This Premium permanent magnet rotary servo motor (Low inertia) includes a 400V, 130 mm frame size, with a magnetic stack length of 3 in., a rated speed of 4000 rpm, a 2-pole resolver feedback, Shaft key/no shaft seal, Circular bayonet, facing shaft, No brake, IEC metric, and Standard designated options.</p> | 99.6795
59307 | MPL-B4530K-SJ22AA | G | <p>This Premium permanent magnet rotary servo motor (Low inertia) includes a 400V, 130 mm frame size, with a magnetic stack length of 3 in., a rated speed of 4000 rpm, a Single-turn high-resolution encoder feedback, Shaft key/no shaft seal, Circular bayonet, facing shaft, No brake, IEC metric, and Standard designated options.</p> | 99.6988
59306 | MPL-B4530K-SJ24AA | G | <p>This Premium permanent magnet rotary servo motor (Low inertia) includes a 400V, 130 mm frame size, with a magnetic stack length of 3 in., a rated speed of 4000 rpm, a Single-turn high-resolution encoder feedback, Shaft key/no shaft seal, Circular bayonet, facing shaft, 24V DC brake, IEC metric, and Standard designated options.</p> | 99.7024
59326 | MPL-B4530K-SJ72AA | G | <p>This Premium permanent magnet rotary servo motor (Low inertia) includes a 400V, 130 mm frame size, with a magnetic stack length of 3 in., a rated speed of 4000 rpm, a Single-turn high-resolution encoder feedback, Shaft key/no shaft seal, Circular DIN, right angle, 180 degrees rotatable, No brake, IEC metric, and Standard designated options.</p> | 99.7143
59286 | MPL-B4530K-SK22AA | G | <p>This Premium permanent magnet rotary servo motor (Low inertia) includes a 400V, 130 mm frame size, with a magnetic stack length of 3 in., a rated speed of 4000 rpm, a Single-turn high-resolution encoder feedback, No shaft key/no shaft seal, Circular bayonet, facing shaft, No brake, IEC metric, and Standard designated options.</p> | 99.7015
59305 | MPL-B4530K-SK72AA | G | <p>This Premium permanent magnet rotary servo motor (Low inertia) includes a 400V, 130 mm frame size, with a magnetic stack length of 3 in., a rated speed of 4000 rpm, a Single-turn high-resolution encoder feedback, No shaft key/no shaft seal, Circular DIN, right angle, 180 degrees rotatable, No brake, IEC metric, and Standard designated options.</p> | 99.7167
59635 | MPL-B4540F-HJ22AA | G | <p>This Premium permanent magnet rotary servo motor (Low inertia) includes a 400V, 130 mm frame size, with a magnetic stack length of 4 in., a rated speed of 3000 rpm, a 2000 line encoder feedback, Shaft key/no shaft seal, Circular bayonet, facing shaft, No brake, IEC metric, and Standard designated options.</p> | 98.7261
59721 | MPL-B4540F-MJ22AA | G | <p>This Premium permanent magnet rotary servo motor (Low inertia) includes a 400V, 130 mm frame size, with a magnetic stack length of 4 in., a rated speed of 3000 rpm, a Multi-turn high-resolution encoder feedback, Shaft key/no shaft seal, Circular bayonet, facing shaft, No brake, IEC metric, and Standard designated options.</p> | 98.4894
59700 | MPL-B4540F-MJ24AA | G | <p>This Premium permanent magnet rotary servo motor (Low inertia) includes a 400V, 130 mm frame size, with a magnetic stack length of 4 in., a rated speed of 3000 rpm, a Multi-turn high-resolution encoder feedback, Shaft key/no shaft seal, Circular bayonet, facing shaft, 24V DC brake, IEC metric, and Standard designated options.</p> | 99.1045
59636 | MPL-B4540F-MJ72AA | G | <p>This Premium permanent magnet rotary servo motor (Low inertia) includes a 400V, 130 mm frame size, with a magnetic stack length of 4 in., a rated speed of 3000 rpm, a Multi-turn high-resolution encoder feedback, Shaft key/no shaft seal, Circular DIN, right angle, 180 degrees rotatable, No brake, IEC metric, and Standard designated options.</p> | 99.7135
59604 | MPL-B4540F-MJ74AA | G | <p>This Premium permanent magnet rotary servo motor (Low inertia) includes a 400V, 130 mm frame size, with a magnetic stack length of 4 in., a rated speed of 3000 rpm, a Multi-turn high-resolution encoder feedback, Shaft key/no shaft seal, Circular DIN, right angle, 180 degrees rotatable, 24V DC brake, IEC metric, and Standard designated options.</p> | 99.4334
59682 | MPL-B4540F-MK22AA | G | <p>This Premium permanent magnet rotary servo motor (Low inertia) includes a 400V, 130 mm frame size, with a magnetic stack length of 4 in., a rated speed of 3000 rpm, a Multi-turn high-resolution encoder feedback, No shaft key/no shaft seal, Circular bayonet, facing shaft, No brake, IEC metric, and Standard designated options.</p> | 99.2481
59722 | MPL-B4540F-MK72AA | G | <p>This Premium permanent magnet rotary servo motor (Low inertia) includes a 400V, 130 mm frame size, with a magnetic stack length of 4 in., a rated speed of 3000 rpm, a Multi-turn high-resolution encoder feedback, No shaft key/no shaft seal, Circular DIN, right angle, 180 degrees rotatable, No brake, IEC metric, and Standard designated options.</p> | 98.4308
59620 | MPL-B4540F-MK74AA | G | <p>This Premium permanent magnet rotary servo motor (Low inertia) includes a 400V, 130 mm frame size, with a magnetic stack length of 4 in., a rated speed of 3000 rpm, a Multi-turn high-resolution encoder feedback, No shaft key/no shaft seal, Circular DIN, right angle, 180 degrees rotatable, 24V DC brake, IEC metric, and Standard designated options.</p> | 99.7191
59565 | MPL-B4540F-SJ22AA | G | <p>This Premium permanent magnet rotary servo motor (Low inertia) includes a 400V, 130 mm frame size, with a magnetic stack length of 4 in., a rated speed of 3000 rpm, a Single-turn high-resolution encoder feedback, Shaft key/no shaft seal, Circular bayonet, facing shaft, No brake, IEC metric, and Standard designated options.</p> | 99.6988
59637 | MPL-B4540F-SJ24AA | G | <p>This Premium permanent magnet rotary servo motor (Low inertia) includes a 400V, 130 mm frame size, with a magnetic stack length of 4 in., a rated speed of 3000 rpm, a Single-turn high-resolution encoder feedback, Shaft key/no shaft seal, Circular bayonet, facing shaft, 24V DC brake, IEC metric, and Standard designated options.</p> | 99.7024
59614 | MPL-B4540F-SJ72AA | G | <p>This Premium permanent magnet rotary servo motor (Low inertia) includes a 400V, 130 mm frame size, with a magnetic stack length of 4 in., a rated speed of 3000 rpm, a Single-turn high-resolution encoder feedback, Shaft key/no shaft seal, Circular DIN, right angle, 180 degrees rotatable, No brake, IEC metric, and Standard designated options.</p> | 99.7143
59596 | MPL-B4540F-SJ74AA | G | <p>This Premium permanent magnet rotary servo motor (Low inertia) includes a 400V, 130 mm frame size, with a magnetic stack length of 4 in., a rated speed of 3000 rpm, a Single-turn high-resolution encoder feedback, Shaft key/no shaft seal, Circular DIN, right angle, 180 degrees rotatable, 24V DC brake, IEC metric, and Standard designated options.</p> | 99.7175
59623 | MPL-B4540F-SK22AA | G | <p>This Premium permanent magnet rotary servo motor (Low inertia) includes a 400V, 130 mm frame size, with a magnetic stack length of 4 in., a rated speed of 3000 rpm, a Single-turn high-resolution encoder feedback, No shaft key/no shaft seal, Circular bayonet, facing shaft, No brake, IEC metric, and Standard designated options.</p> | 99.1045
59669 | MPL-B4560F-MJ22AA | G | <p>This Premium permanent magnet rotary servo motor (Low inertia) includes a 400V, 130 mm frame size, with a magnetic stack length of 6 in., a rated speed of 3000 rpm, a Multi-turn high-resolution encoder feedback, Shaft key/no shaft seal, Circular bayonet, facing shaft, No brake, IEC metric, and Standard designated options.</p> | 99.6979
59660 | MPL-B4560F-MJ72AA | G | <p>This Premium permanent magnet rotary servo motor (Low inertia) includes a 400V, 130 mm frame size, with a magnetic stack length of 6 in., a rated speed of 3000 rpm, a Multi-turn high-resolution encoder feedback, Shaft key/no shaft seal, Circular DIN, right angle, 180 degrees rotatable, No brake, IEC metric, and Standard designated options.</p> | 99.1404
59661 | MPL-B4560F-MK24AA | G | <p>This Premium permanent magnet rotary servo motor (Low inertia) includes a 400V, 130 mm frame size, with a magnetic stack length of 6 in., a rated speed of 3000 rpm, a Multi-turn high-resolution encoder feedback, No shaft key/no shaft seal, Circular bayonet, facing shaft, 24V DC brake, IEC metric, and Standard designated options.</p> | 99.4083
59592 | MPL-B4560F-MK72AA | G | <p>This Premium permanent magnet rotary servo motor (Low inertia) includes a 400V, 130 mm frame size, with a magnetic stack length of 6 in., a rated speed of 3000 rpm, a Multi-turn high-resolution encoder feedback, No shaft key/no shaft seal, Circular DIN, right angle, 180 degrees rotatable, No brake, IEC metric, and Standard designated options.</p> | 99.7159
59708 | MPL-B4560F-MK74AA | G | <p>This Premium permanent magnet rotary servo motor (Low inertia) includes a 400V, 130 mm frame size, with a magnetic stack length of 6 in., a rated speed of 3000 rpm, a Multi-turn high-resolution encoder feedback, No shaft key/no shaft seal, Circular DIN, right angle, 180 degrees rotatable, 24V DC brake, IEC metric, and Standard designated options.</p> | 98.5876
59662 | MPL-B4560F-SJ22AA | G | <p>This Premium permanent magnet rotary servo motor (Low inertia) includes a 400V, 130 mm frame size, with a magnetic stack length of 6 in., a rated speed of 3000 rpm, a Single-turn high-resolution encoder feedback, Shaft key/no shaft seal, Circular bayonet, facing shaft, No brake, IEC metric, and Standard designated options.</p> | 98.7952
59611 | MPL-B4560F-SJ24AA | G | <p>This Premium permanent magnet rotary servo motor (Low inertia) includes a 400V, 130 mm frame size, with a magnetic stack length of 6 in., a rated speed of 3000 rpm, a Single-turn high-resolution encoder feedback, Shaft key/no shaft seal, Circular bayonet, facing shaft, 24V DC brake, IEC metric, and Standard designated options.</p> | 99.7024
59723 | MPL-B4560F-SJ72AA | G | <p>This Premium permanent magnet rotary servo motor (Low inertia) includes a 400V, 130 mm frame size, with a magnetic stack length of 6 in., a rated speed of 3000 rpm, a Single-turn high-resolution encoder feedback, Shaft key/no shaft seal, Circular DIN, right angle, 180 degrees rotatable, No brake, IEC metric, and Standard designated options.</p> | 99.1429
59566 | MPL-B4560F-SJ74AA | G | <p>This Premium permanent magnet rotary servo motor (Low inertia) includes a 400V, 130 mm frame size, with a magnetic stack length of 6 in., a rated speed of 3000 rpm, a Single-turn high-resolution encoder feedback, Shaft key/no shaft seal, Circular DIN, right angle, 180 degrees rotatable, 24V DC brake, IEC metric, and Standard designated options.</p> | 99.7175
59107 | MPL-B520K-MJ22AA | G | <p>This Premium permanent magnet rotary servo motor (Low inertia) includes a 400V, 165 mm frame size, with a magnetic stack length of 2 in., a rated speed of 4000 rpm, a Multi-turn high-resolution encoder feedback, Shaft key/no shaft seal, Circular bayonet, facing shaft, No brake, IEC metric, and Standard designated options.</p> | 99.6979
59194 | MPL-B520K-MJ24AA | G | <p>This Premium permanent magnet rotary servo motor (Low inertia) includes a 400V, 165 mm frame size, with a magnetic stack length of 2 in., a rated speed of 4000 rpm, a Multi-turn high-resolution encoder feedback, Shaft key/no shaft seal, Circular bayonet, facing shaft, 24V DC brake, IEC metric, and Standard designated options.</p> | 99.7015
59048 | MPL-B520K-MJ72AA | G | <p>This Premium permanent magnet rotary servo motor (Low inertia) includes a 400V, 165 mm frame size, with a magnetic stack length of 2 in., a rated speed of 4000 rpm, a Multi-turn high-resolution encoder feedback, Shaft key/no shaft seal, Circular DIN, right angle, 180 degrees rotatable, No brake, IEC metric, and Standard designated options.</p> | 99.4269
59203 | MPL-B520K-MJ74AA | G | <p>This Premium permanent magnet rotary servo motor (Low inertia) includes a 400V, 165 mm frame size, with a magnetic stack length of 2 in., a rated speed of 4000 rpm, a Multi-turn high-resolution encoder feedback, Shaft key/no shaft seal, Circular DIN, right angle, 180 degrees rotatable, 24V DC brake, IEC metric, and Standard designated options.</p> | 99.7167
59202 | MPL-B520K-MK22AA | G | <p>This Premium permanent magnet rotary servo motor (Low inertia) includes a 400V, 165 mm frame size, with a magnetic stack length of 2 in., a rated speed of 4000 rpm, a Multi-turn high-resolution encoder feedback, No shaft key/no shaft seal, Circular bayonet, facing shaft, No brake, IEC metric, and Standard designated options.</p> | 99.7006
59201 | MPL-B520K-MK24AA | G | <p>This Premium permanent magnet rotary servo motor (Low inertia) includes a 400V, 165 mm frame size, with a magnetic stack length of 2 in., a rated speed of 4000 rpm, a Multi-turn high-resolution encoder feedback, No shaft key/no shaft seal, Circular bayonet, facing shaft, 24V DC brake, IEC metric, and Standard designated options.</p> | 99.7041
59106 | MPL-B520K-MK74AA | G | <p>This Premium permanent magnet rotary servo motor (Low inertia) includes a 400V, 165 mm frame size, with a magnetic stack length of 2 in., a rated speed of 4000 rpm, a Multi-turn high-resolution encoder feedback, No shaft key/no shaft seal, Circular DIN, right angle, 180 degrees rotatable, 24V DC brake, IEC metric, and Standard designated options.</p> | 99.7191
59105 | MPL-B520K-SJ22AA | G | <p>This Premium permanent magnet rotary servo motor (Low inertia) includes a 400V, 165 mm frame size, with a magnetic stack length of 2 in., a rated speed of 4000 rpm, a Single-turn high-resolution encoder feedback, Shaft key/no shaft seal, Circular bayonet, facing shaft, No brake, IEC metric, and Standard designated options.</p> | 99.6988
59638 | MPL-B520K-SJ24AA | G | <p>This Premium permanent magnet rotary servo motor (Low inertia) includes a 400V, 165 mm frame size, with a magnetic stack length of 2 in., a rated speed of 4000 rpm, a Single-turn high-resolution encoder feedback, Shaft key/no shaft seal, Circular bayonet, facing shaft, 24V DC brake, IEC metric, and Standard designated options.</p> | 99.4048
59104 | MPL-B520K-SJ72AA | G | <p>This Premium permanent magnet rotary servo motor (Low inertia) includes a 400V, 165 mm frame size, with a magnetic stack length of 2 in., a rated speed of 4000 rpm, a Single-turn high-resolution encoder feedback, Shaft key/no shaft seal, Circular DIN, right angle, 180 degrees rotatable, No brake, IEC metric, and Standard designated options.</p> | 99.7143
59103 | MPL-B520K-SK22AA | G | <p>This Premium permanent magnet rotary servo motor (Low inertia) includes a 400V, 165 mm frame size, with a magnetic stack length of 2 in., a rated speed of 4000 rpm, a Single-turn high-resolution encoder feedback, No shaft key/no shaft seal, Circular bayonet, facing shaft, No brake, IEC metric, and Standard designated options.</p> | 99.7015
59200 | MPL-B520K-SK24AA | G | <p>This Premium permanent magnet rotary servo motor (Low inertia) includes a 400V, 165 mm frame size, with a magnetic stack length of 2 in., a rated speed of 4000 rpm, a Single-turn high-resolution encoder feedback, No shaft key/no shaft seal, Circular bayonet, facing shaft, 24V DC brake, IEC metric, and Standard designated options.</p> | 99.705
59279 | MPL-B520K-SK72AA | G | <p>This Premium permanent magnet rotary servo motor (Low inertia) includes a 400V, 165 mm frame size, with a magnetic stack length of 2 in., a rated speed of 4000 rpm, a Single-turn high-resolution encoder feedback, No shaft key/no shaft seal, Circular DIN, right angle, 180 degrees rotatable, No brake, IEC metric, and Standard designated options.</p> | 99.7167
59102 | MPL-B520K-SK74AA | G | <p>This Premium permanent magnet rotary servo motor (Low inertia) includes a 400V, 165 mm frame size, with a magnetic stack length of 2 in., a rated speed of 4000 rpm, a Single-turn high-resolution encoder feedback, No shaft key/no shaft seal, Circular DIN, right angle, 180 degrees rotatable, 24V DC brake, IEC metric, and Standard designated options.</p> | 99.7199
59663 | MPL-B540D-MJ22AA | G | <p>This Premium permanent magnet rotary servo motor (Low inertia) includes a 400V, 165 mm frame size, with a magnetic stack length of 4 in., a rated speed of 2000 rpm, a Multi-turn high-resolution encoder feedback, Shaft key/no shaft seal, Circular bayonet, facing shaft, No brake, IEC metric, and Standard designated options.</p> | 99.6979
59585 | MPL-B540D-MJ72AA | G | <p>This Premium permanent magnet rotary servo motor (Low inertia) includes a 400V, 165 mm frame size, with a magnetic stack length of 4 in., a rated speed of 2000 rpm, a Multi-turn high-resolution encoder feedback, Shaft key/no shaft seal, Circular DIN, right angle, 180 degrees rotatable, No brake, IEC metric, and Standard designated options.</p> | 99.4269
59693 | MPL-B540D-MJ74AA | G | <p>This Premium permanent magnet rotary servo motor (Low inertia) includes a 400V, 165 mm frame size, with a magnetic stack length of 4 in., a rated speed of 2000 rpm, a Multi-turn high-resolution encoder feedback, Shaft key/no shaft seal, Circular DIN, right angle, 180 degrees rotatable, 24V DC brake, IEC metric, and Standard designated options.</p> | 99.4334
59582 | MPL-B540D-SJ22AA | G | <p>This Premium permanent magnet rotary servo motor (Low inertia) includes a 400V, 165 mm frame size, with a magnetic stack length of 4 in., a rated speed of 2000 rpm, a Single-turn high-resolution encoder feedback, Shaft key/no shaft seal, Circular bayonet, facing shaft, No brake, IEC metric, and Standard designated options.</p> | 99.6988
59567 | MPL-B540D-SJ24AA | G | <p>This Premium permanent magnet rotary servo motor (Low inertia) includes a 400V, 165 mm frame size, with a magnetic stack length of 4 in., a rated speed of 2000 rpm, a Single-turn high-resolution encoder feedback, Shaft key/no shaft seal, Circular bayonet, facing shaft, 24V DC brake, IEC metric, and Standard designated options.</p> | 99.7024
59554 | MPL-B540D-SJ72AA | G | <p>This Premium permanent magnet rotary servo motor (Low inertia) includes a 400V, 165 mm frame size, with a magnetic stack length of 4 in., a rated speed of 2000 rpm, a Single-turn high-resolution encoder feedback, Shaft key/no shaft seal, Circular DIN, right angle, 180 degrees rotatable, No brake, IEC metric, and Standard designated options.</p> | 99.7143
59605 | MPL-B540D-SJ74AA | G | <p>This Premium permanent magnet rotary servo motor (Low inertia) includes a 400V, 165 mm frame size, with a magnetic stack length of 4 in., a rated speed of 2000 rpm, a Single-turn high-resolution encoder feedback, Shaft key/no shaft seal, Circular DIN, right angle, 180 degrees rotatable, 24V DC brake, IEC metric, and Standard designated options.</p> | 99.7175
59670 | MPL-B540K-MJ22AA | G | <p>This Premium permanent magnet rotary servo motor (Low inertia) includes a 400V, 165 mm frame size, with a magnetic stack length of 4 in., a rated speed of 4000 rpm, a Multi-turn high-resolution encoder feedback, Shaft key/no shaft seal, Circular bayonet, facing shaft, No brake, IEC metric, and Standard designated options.</p> | 99.2481
59694 | MPL-B540K-MJ24AA | G | <p>This Premium permanent magnet rotary servo motor (Low inertia) includes a 400V, 165 mm frame size, with a magnetic stack length of 4 in., a rated speed of 4000 rpm, a Multi-turn high-resolution encoder feedback, Shaft key/no shaft seal, Circular bayonet, facing shaft, 24V DC brake, IEC metric, and Standard designated options.</p> | 99.403
59615 | MPL-B540K-MJ72AA | G | The Allen-Bradley MPL-B540K-MJ72AA is an MP series Low-Inertia motor from the MP Series servo motors. This servo motors belongs to the 400V voltage class, Frame size 5, 101.6 mm (4.0 in.) magnet stack, rated speed of 4000 rpm with Circular (SpeedTec) DIN connector, right angle, 180Â° rotatable. It uses a multi-turn encoder as position feedback. | 97.3988
59639 | MPL-B540K-MJ74AA | G | <p>This Premium permanent magnet rotary servo motor (Low inertia) includes a 400V, 165 mm frame size, with a magnetic stack length of 4 in., a rated speed of 4000 rpm, a Multi-turn high-resolution encoder feedback, Shaft key/no shaft seal, Circular DIN, right angle, 180 degrees rotatable, 24V DC brake, IEC metric, and Standard designated options.</p> | 99.7167
59671 | MPL-B540K-MK22AA | G | <p>This Premium permanent magnet rotary servo motor (Low inertia) includes a 400V, 165 mm frame size, with a magnetic stack length of 4 in., a rated speed of 4000 rpm, a Multi-turn high-resolution encoder feedback, No shaft key/no shaft seal, Circular bayonet, facing shaft, No brake, IEC metric, and Standard designated options.</p> | 99.4012
59724 | MPL-B540K-MK24AA | G | <p>This Premium permanent magnet rotary servo motor (Low inertia) includes a 400V, 165 mm frame size, with a magnetic stack length of 4 in., a rated speed of 4000 rpm, a Multi-turn high-resolution encoder feedback, No shaft key/no shaft seal, Circular bayonet, facing shaft, 24V DC brake, IEC metric, and Standard designated options.</p> | 98.0684
59606 | MPL-B540K-MK72AA | G | <p>This Premium permanent magnet rotary servo motor (Low inertia) includes a 400V, 165 mm frame size, with a magnetic stack length of 4 in., a rated speed of 4000 rpm, a Multi-turn high-resolution encoder feedback, No shaft key/no shaft seal, Circular DIN, right angle, 180 degrees rotatable, No brake, IEC metric, and Standard designated options.</p> | 99.7159
59624 | MPL-B540K-MK74AA | G | <p>This Premium permanent magnet rotary servo motor (Low inertia) includes a 400V, 165 mm frame size, with a magnetic stack length of 4 in., a rated speed of 4000 rpm, a Multi-turn high-resolution encoder feedback, No shaft key/no shaft seal, Circular DIN, right angle, 180 degrees rotatable, 24V DC brake, IEC metric, and Standard designated options.</p> | 99.2948
59586 | MPL-B540K-SJ22AA | G | <p>This Premium permanent magnet rotary servo motor (Low inertia) includes a 400V, 165 mm frame size, with a magnetic stack length of 4 in., a rated speed of 4000 rpm, a Single-turn high-resolution encoder feedback, Shaft key/no shaft seal, Circular bayonet, facing shaft, No brake, IEC metric, and Standard designated options.</p> | 99.3976
59625 | MPL-B540K-SJ24AA | G | <p>This Premium permanent magnet rotary servo motor (Low inertia) includes a 400V, 165 mm frame size, with a magnetic stack length of 4 in., a rated speed of 4000 rpm, a Single-turn high-resolution encoder feedback, Shaft key/no shaft seal, Circular bayonet, facing shaft, 24V DC brake, IEC metric, and Standard designated options.</p> | 99.7024
59709 | MPL-B540K-SJ72AA | G | <p>This Premium permanent magnet rotary servo motor (Low inertia) includes a 400V, 165 mm frame size, with a magnetic stack length of 4 in., a rated speed of 4000 rpm, a Single-turn high-resolution encoder feedback, Shaft key/no shaft seal, Circular DIN, right angle, 180 degrees rotatable, No brake, IEC metric, and Standard designated options.</p> | 99.4286
59616 | MPL-B540K-SJ74AA | G | <p>This Premium permanent magnet rotary servo motor (Low inertia) includes a 400V, 165 mm frame size, with a magnetic stack length of 4 in., a rated speed of 4000 rpm, a Single-turn high-resolution encoder feedback, Shaft key/no shaft seal, Circular DIN, right angle, 180 degrees rotatable, 24V DC brake, IEC metric, and Standard designated options.</p> | 99.435
59683 | MPL-B540K-SK22AA | G | <p>This Premium permanent magnet rotary servo motor (Low inertia) includes a 400V, 165 mm frame size, with a magnetic stack length of 4 in., a rated speed of 4000 rpm, a Single-turn high-resolution encoder feedback, No shaft key/no shaft seal, Circular bayonet, facing shaft, No brake, IEC metric, and Standard designated options.</p> | 98.0568
59655 | MPL-B540K-SK24AA | G | <p>This Premium permanent magnet rotary servo motor (Low inertia) includes a 400V, 165 mm frame size, with a magnetic stack length of 4 in., a rated speed of 4000 rpm, a Single-turn high-resolution encoder feedback, No shaft key/no shaft seal, Circular bayonet, facing shaft, 24V DC brake, IEC metric, and Standard designated options.</p> | 98.8131
59672 | MPL-B540K-SK72AA | G | <p>This Premium permanent magnet rotary servo motor (Low inertia) includes a 400V, 165 mm frame size, with a magnetic stack length of 4 in., a rated speed of 4000 rpm, a Single-turn high-resolution encoder feedback, No shaft key/no shaft seal, Circular DIN, right angle, 180 degrees rotatable, No brake, IEC metric, and Standard designated options.</p> | 99.2888
59664 | MPL-B540K-SK74AA | G | <p>This Premium permanent magnet rotary servo motor (Low inertia) includes a 400V, 165 mm frame size, with a magnetic stack length of 4 in., a rated speed of 4000 rpm, a Single-turn high-resolution encoder feedback, No shaft key/no shaft seal, Circular DIN, right angle, 180 degrees rotatable, 24V DC brake, IEC metric, and Standard designated options.</p> | 98.8732
59555 | MPL-B560F-MJ22AA | G | <p>This Premium permanent magnet rotary servo motor (Low inertia) includes a 400V, 165 mm frame size, with a magnetic stack length of 6 in., a rated speed of 3000 rpm, a Multi-turn high-resolution encoder feedback, Shaft key/no shaft seal, Circular bayonet, facing shaft, No brake, IEC metric, and Standard designated options.</p> | 99.6979
59695 | MPL-B560F-MJ24AA | G | <p>This Premium permanent magnet rotary servo motor (Low inertia) includes a 400V, 165 mm frame size, with a magnetic stack length of 6 in., a rated speed of 3000 rpm, a Multi-turn high-resolution encoder feedback, Shaft key/no shaft seal, Circular bayonet, facing shaft, 24V DC brake, IEC metric, and Standard designated options.</p> | 99.403
59640 | MPL-B560F-MJ72AA | G | <p>This Premium permanent magnet rotary servo motor (Low inertia) includes a 400V, 165 mm frame size, with a magnetic stack length of 6 in., a rated speed of 3000 rpm, a Multi-turn high-resolution encoder feedback, Shaft key/no shaft seal, Circular DIN, right angle, 180 degrees rotatable, No brake, IEC metric, and Standard designated options.</p> | 99.4269
59617 | MPL-B560F-MJ74AA | G | <p>This Premium permanent magnet rotary servo motor (Low inertia) includes a 400V, 165 mm frame size, with a magnetic stack length of 6 in., a rated speed of 3000 rpm, a Multi-turn high-resolution encoder feedback, Shaft key/no shaft seal, Circular DIN, right angle, 180 degrees rotatable, 24V DC brake, IEC metric, and Standard designated options.</p> | 99.7167
59684 | MPL-B560F-MK22AA | G | <p>This Premium permanent magnet rotary servo motor (Low inertia) includes a 400V, 165 mm frame size, with a magnetic stack length of 6 in., a rated speed of 3000 rpm, a Multi-turn high-resolution encoder feedback, No shaft key/no shaft seal, Circular bayonet, facing shaft, No brake, IEC metric, and Standard designated options.</p> | 98.9474
59665 | MPL-B560F-MK24AA | G | <p>This Premium permanent magnet rotary servo motor (Low inertia) includes a 400V, 165 mm frame size, with a magnetic stack length of 6 in., a rated speed of 3000 rpm, a Multi-turn high-resolution encoder feedback, No shaft key/no shaft seal, Circular bayonet, facing shaft, 24V DC brake, IEC metric, and Standard designated options.</p> | 99.4083
59574 | MPL-B560F-MK72AA | G | <p>This Premium permanent magnet rotary servo motor (Low inertia) includes a 400V, 165 mm frame size, with a magnetic stack length of 6 in., a rated speed of 3000 rpm, a Multi-turn high-resolution encoder feedback, No shaft key/no shaft seal, Circular DIN, right angle, 180 degrees rotatable, No brake, IEC metric, and Standard designated options.</p> | 99.4318
59618 | MPL-B560F-SJ22AA | G | <p>This Premium permanent magnet rotary servo motor (Low inertia) includes a 400V, 165 mm frame size, with a magnetic stack length of 6 in., a rated speed of 3000 rpm, a Single-turn high-resolution encoder feedback, Shaft key/no shaft seal, Circular bayonet, facing shaft, No brake, IEC metric, and Standard designated options.</p> | 99.3976
59556 | MPL-B560F-SJ24AA | G | <p>This Premium permanent magnet rotary servo motor (Low inertia) includes a 400V, 165 mm frame size, with a magnetic stack length of 6 in., a rated speed of 3000 rpm, a Single-turn high-resolution encoder feedback, Shaft key/no shaft seal, Circular bayonet, facing shaft, 24V DC brake, IEC metric, and Standard designated options.</p> | 99.7024
59641 | MPL-B560F-SJ72AA | G | <p>This Premium permanent magnet rotary servo motor (Low inertia) includes a 400V, 165 mm frame size, with a magnetic stack length of 6 in., a rated speed of 3000 rpm, a Single-turn high-resolution encoder feedback, Shaft key/no shaft seal, Circular DIN, right angle, 180 degrees rotatable, No brake, IEC metric, and Standard designated options.</p> | 99.7143
59568 | MPL-B560F-SJ74AA | G | <p>This Premium permanent magnet rotary servo motor (Low inertia) includes a 400V, 165 mm frame size, with a magnetic stack length of 6 in., a rated speed of 3000 rpm, a Single-turn high-resolution encoder feedback, Shaft key/no shaft seal, Circular DIN, right angle, 180 degrees rotatable, 24V DC brake, IEC metric, and Standard designated options.</p> | 99.7175
59656 | MPL-B580F-MJ24AA | G | <p>This Premium permanent magnet rotary servo motor (Low inertia) includes a 400V, 165 mm frame size, with a magnetic stack length of 8 in., a rated speed of 3000 rpm, a Multi-turn high-resolution encoder feedback, Shaft key/no shaft seal, Circular bayonet, facing shaft, 24V DC brake, IEC metric, and Standard designated options.</p> | 99.7015
59626 | MPL-B580F-MJ74AA | G | <p>This Premium permanent magnet rotary servo motor (Low inertia) includes a 400V, 165 mm frame size, with a magnetic stack length of 8 in., a rated speed of 3000 rpm, a Multi-turn high-resolution encoder feedback, Shaft key/no shaft seal, Circular DIN, right angle, 180 degrees rotatable, 24V DC brake, IEC metric, and Standard designated options.</p> | 99.4334
59607 | MPL-B580F-SJ22AA | G | <p>This Premium permanent magnet rotary servo motor (Low inertia) includes a 400V, 165 mm frame size, with a magnetic stack length of 8 in., a rated speed of 3000 rpm, a Single-turn high-resolution encoder feedback, Shaft key/no shaft seal, Circular bayonet, facing shaft, No brake, IEC metric, and Standard designated options.</p> | 99.6988
59666 | MPL-B580F-SJ24AA | G | <p>This Premium permanent magnet rotary servo motor (Low inertia) includes a 400V, 165 mm frame size, with a magnetic stack length of 8 in., a rated speed of 3000 rpm, a Single-turn high-resolution encoder feedback, Shaft key/no shaft seal, Circular bayonet, facing shaft, 24V DC brake, IEC metric, and Standard designated options.</p> | 98.8095
59642 | MPL-B580F-SJ72AA | G | <p>This Premium permanent magnet rotary servo motor (Low inertia) includes a 400V, 165 mm frame size, with a magnetic stack length of 8 in., a rated speed of 3000 rpm, a Single-turn high-resolution encoder feedback, Shaft key/no shaft seal, Circular DIN, right angle, 180 degrees rotatable, No brake, IEC metric, and Standard designated options.</p> | 99.7143
59690 | MPL-B580F-SJ74AA | G | <p>This Premium permanent magnet rotary servo motor (Low inertia) includes a 400V, 165 mm frame size, with a magnetic stack length of 8 in., a rated speed of 3000 rpm, a Single-turn high-resolution encoder feedback, Shaft key/no shaft seal, Circular DIN, right angle, 180 degrees rotatable, 24V DC brake, IEC metric, and Standard designated options.</p> | 98.5795
59673 | MPL-B580J-MJ22AA | G | <p>This Premium permanent magnet rotary servo motor (Low inertia) includes a 400V, 165 mm frame size, with a magnetic stack length of 8 in., a rated speed of 3750 rpm, a Multi-turn high-resolution encoder feedback, Shaft key/no shaft seal, Circular bayonet, facing shaft, No brake, IEC metric, and Standard designated options.</p> | 99.0937
59725 | MPL-B580J-MJ24AA | G | <p>This Premium permanent magnet rotary servo motor (Low inertia) includes a 400V, 165 mm frame size, with a magnetic stack length of 8 in., a rated speed of 3750 rpm, a Multi-turn high-resolution encoder feedback, Shaft key/no shaft seal, Circular bayonet, facing shaft, 24V DC brake, IEC metric, and Standard designated options.</p> | 97.2973
59631 | MPL-B580J-MJ74AA | G | <p>This Premium permanent magnet rotary servo motor (Low inertia) includes a 400V, 165 mm frame size, with a magnetic stack length of 8 in., a rated speed of 3750 rpm, a Multi-turn high-resolution encoder feedback, Shaft key/no shaft seal, Circular DIN, right angle, 180 degrees rotatable, 24V DC brake, IEC metric, and Standard designated options.</p> | 99.2948
59657 | MPL-B580J-MK22AA | G | <p>This Premium permanent magnet rotary servo motor (Low inertia) includes a 400V, 165 mm frame size, with a magnetic stack length of 8 in., a rated speed of 3750 rpm, a Multi-turn high-resolution encoder feedback, No shaft key/no shaft seal, Circular bayonet, facing shaft, No brake, IEC metric, and Standard designated options.</p> | 99.2481
59674 | MPL-B580J-MK24AA | G | <p>This Premium permanent magnet rotary servo motor (Low inertia) includes a 400V, 165 mm frame size, with a magnetic stack length of 8 in., a rated speed of 3750 rpm, a Multi-turn high-resolution encoder feedback, No shaft key/no shaft seal, Circular bayonet, facing shaft, 24V DC brake, IEC metric, and Standard designated options.</p> | 99.2571
59685 | MPL-B580J-MK74AA | G | <p>This Premium permanent magnet rotary servo motor (Low inertia) includes a 400V, 165 mm frame size, with a magnetic stack length of 8 in., a rated speed of 3750 rpm, a Multi-turn high-resolution encoder feedback, No shaft key/no shaft seal, Circular DIN, right angle, 180 degrees rotatable, 24V DC brake, IEC metric, and Standard designated options.</p> | 98.5955
59561 | MPL-B580J-SJ22AA | G | <p>This Premium permanent magnet rotary servo motor (Low inertia) includes a 400V, 165 mm frame size, with a magnetic stack length of 8 in., a rated speed of 3750 rpm, a Single-turn high-resolution encoder feedback, Shaft key/no shaft seal, Circular bayonet, facing shaft, No brake, IEC metric, and Standard designated options.</p> | 99.3976
59578 | MPL-B580J-SJ24AA | G | <p>This Premium permanent magnet rotary servo motor (Low inertia) includes a 400V, 165 mm frame size, with a magnetic stack length of 8 in., a rated speed of 3750 rpm, a Single-turn high-resolution encoder feedback, Shaft key/no shaft seal, Circular bayonet, facing shaft, 24V DC brake, IEC metric, and Standard designated options.</p> | 99.4048
59627 | MPL-B580J-SK22AA | G | <p>This Premium permanent magnet rotary servo motor (Low inertia) includes a 400V, 165 mm frame size, with a magnetic stack length of 8 in., a rated speed of 3750 rpm, a Single-turn high-resolution encoder feedback, No shaft key/no shaft seal, Circular bayonet, facing shaft, No brake, IEC metric, and Standard designated options.</p> | 98.806
59579 | MPL-B580J-SK24AA | G | <p>This Premium permanent magnet rotary servo motor (Low inertia) includes a 400V, 165 mm frame size, with a magnetic stack length of 8 in., a rated speed of 3750 rpm, a Single-turn high-resolution encoder feedback, No shaft key/no shaft seal, Circular bayonet, facing shaft, 24V DC brake, IEC metric, and Standard designated options.</p> | 98.8201
59717 | MPL-B580J-SK72AA | G | <p>This Premium permanent magnet rotary servo motor (Low inertia) includes a 400V, 165 mm frame size, with a magnetic stack length of 8 in., a rated speed of 3750 rpm, a Single-turn high-resolution encoder feedback, No shaft key/no shaft seal, Circular DIN, right angle, 180 degrees rotatable, No brake, IEC metric, and Standard designated options.</p> | 98.4353
59583 | MPL-B640F-MJ24AA | G | <p>This Premium permanent magnet rotary servo motor (Low inertia) includes a 400V, 215 mm frame size, with a magnetic stack length of 4 in., a rated speed of 3000 rpm, a Multi-turn high-resolution encoder feedback, Shaft key/no shaft seal, Circular bayonet, facing shaft, 24V DC brake, IEC metric, and Standard designated options.</p> | 99.7015
59704 | MPL-B640F-MJ74AA | G | <p>This Premium permanent magnet rotary servo motor (Low inertia) includes a 400V, 215 mm frame size, with a magnetic stack length of 4 in., a rated speed of 3000 rpm, a Multi-turn high-resolution encoder feedback, Shaft key/no shaft seal, Circular DIN, right angle, 180 degrees rotatable, 24V DC brake, IEC metric, and Standard designated options.</p> | 99.1501
59587 | MPL-B640F-SJ22AA | G | <p>This Premium permanent magnet rotary servo motor (Low inertia) includes a 400V, 215 mm frame size, with a magnetic stack length of 4 in., a rated speed of 3000 rpm, a Single-turn high-resolution encoder feedback, Shaft key/no shaft seal, Circular bayonet, facing shaft, No brake, IEC metric, and Standard designated options.</p> | 99.6988
59710 | MPL-B640F-SJ72AA | G | <p>This Premium permanent magnet rotary servo motor (Low inertia) includes a 400V, 215 mm frame size, with a magnetic stack length of 4 in., a rated speed of 3000 rpm, a Single-turn high-resolution encoder feedback, Shaft key/no shaft seal, Circular DIN, right angle, 180 degrees rotatable, No brake, IEC metric, and Standard designated options.</p> | 99.7143
59703 | MPL-B660F-MJ22AA | G | <p>This Premium permanent magnet rotary servo motor (Low inertia) includes a 400V, 215 mm frame size, with a magnetic stack length of 6 in., a rated speed of 3000 rpm, a Multi-turn high-resolution encoder feedback, Shaft key/no shaft seal, Circular bayonet, facing shaft, No brake, IEC metric, and Standard designated options.</p> | 99.3958
59560 | MPL-B660F-MJ72AA | G | <p>This Premium permanent magnet rotary servo motor (Low inertia) includes a 400V, 215 mm frame size, with a magnetic stack length of 6 in., a rated speed of 3000 rpm, a Multi-turn high-resolution encoder feedback, Shaft key/no shaft seal, Circular DIN, right angle, 180 degrees rotatable, No brake, IEC metric, and Standard designated options.</p> | 99.7135
59588 | MPL-B660F-SJ22AA | G | <p>This Premium permanent magnet rotary servo motor (Low inertia) includes a 400V, 215 mm frame size, with a magnetic stack length of 6 in., a rated speed of 3000 rpm, a Single-turn high-resolution encoder feedback, Shaft key/no shaft seal, Circular bayonet, facing shaft, No brake, IEC metric, and Standard designated options.</p> | 99.6988
59557 | MPL-B680D-MJ22AA | G | <p>This Premium permanent magnet rotary servo motor (Low inertia) includes a 400V, 215 mm frame size, with a magnetic stack length of 8 in., a rated speed of 2000 rpm, a Multi-turn high-resolution encoder feedback, Shaft key/no shaft seal, Circular bayonet, facing shaft, No brake, IEC metric, and Standard designated options.</p> | 99.6979
59593 | MPL-B680D-MJ72AA | G | <p>This Premium permanent magnet rotary servo motor (Low inertia) includes a 400V, 215 mm frame size, with a magnetic stack length of 8 in., a rated speed of 2000 rpm, a Multi-turn high-resolution encoder feedback, Shaft key/no shaft seal, Circular DIN, right angle, 180 degrees rotatable, No brake, IEC metric, and Standard designated options.</p> | 99.7135
59675 | MPL-B680D-SJ22AA | G | <p>This Premium permanent magnet rotary servo motor (Low inertia) includes a 400V, 215 mm frame size, with a magnetic stack length of 8 in., a rated speed of 2000 rpm, a Single-turn high-resolution encoder feedback, Shaft key/no shaft seal, Circular bayonet, facing shaft, No brake, IEC metric, and Standard designated options.</p> | 98.3508
59597 | MPL-B680D-SJ74AA | G | <p>This Premium permanent magnet rotary servo motor (Low inertia) includes a 400V, 215 mm frame size, with a magnetic stack length of 8 in., a rated speed of 2000 rpm, a Single-turn high-resolution encoder feedback, Shaft key/no shaft seal, Circular DIN, right angle, 180 degrees rotatable, 24V DC brake, IEC metric, and Standard designated options.</p> | 99.435
59697 | MPL-B680F-MJ22AA | G | <p>This Premium permanent magnet rotary servo motor (Low inertia) includes a 400V, 215 mm frame size, with a magnetic stack length of 8 in., a rated speed of 3000 rpm, a Multi-turn high-resolution encoder feedback, Shaft key/no shaft seal, Circular bayonet, facing shaft, No brake, IEC metric, and Standard designated options.</p> | 99.6979
59711 | MPL-B680F-MJ24AA | G | <p>This Premium permanent magnet rotary servo motor (Low inertia) includes a 400V, 215 mm frame size, with a magnetic stack length of 8 in., a rated speed of 3000 rpm, a Multi-turn high-resolution encoder feedback, Shaft key/no shaft seal, Circular bayonet, facing shaft, 24V DC brake, IEC metric, and Standard designated options.</p> | 99.1045
59647 | MPL-B680F-MJ72AA | G | <p>This Premium permanent magnet rotary servo motor (Low inertia) includes a 400V, 215 mm frame size, with a magnetic stack length of 8 in., a rated speed of 3000 rpm, a Multi-turn high-resolution encoder feedback, Shaft key/no shaft seal, Circular DIN, right angle, 180 degrees rotatable, No brake, IEC metric, and Standard designated options.</p> | 99.1404
59594 | MPL-B680F-MJ74AA | G | <p>This Premium permanent magnet rotary servo motor (Low inertia) includes a 400V, 215 mm frame size, with a magnetic stack length of 8 in., a rated speed of 3000 rpm, a Multi-turn high-resolution encoder feedback, Shaft key/no shaft seal, Circular DIN, right angle, 180 degrees rotatable, 24V DC brake, IEC metric, and Standard designated options.</p> | 99.7167
59643 | MPL-B680F-SJ22AA | G | <p>This Premium permanent magnet rotary servo motor (Low inertia) includes a 400V, 215 mm frame size, with a magnetic stack length of 8 in., a rated speed of 3000 rpm, a Single-turn high-resolution encoder feedback, Shaft key/no shaft seal, Circular bayonet, facing shaft, No brake, IEC metric, and Standard designated options.</p> | 99.6988
59558 | MPL-B680F-SJ24AA | G | <p>This Premium permanent magnet rotary servo motor (Low inertia) includes a 400V, 215 mm frame size, with a magnetic stack length of 8 in., a rated speed of 3000 rpm, a Single-turn high-resolution encoder feedback, Shaft key/no shaft seal, Circular bayonet, facing shaft, 24V DC brake, IEC metric, and Standard designated options.</p> | 99.7024
59609 | MPL-B680H-MJ72AA | G | <p>This Premium permanent magnet rotary servo motor (Low inertia) includes a 400V, 215 mm frame size, with a magnetic stack length of 8 in., a rated speed of 3500 rpm, a Multi-turn high-resolution encoder feedback, Shaft key/no shaft seal, Circular DIN, right angle, 180 degrees rotatable, No brake, IEC metric, and Standard designated options.</p> | 99.7135
59712 | MPL-B680H-SJ72AA | G | <p>This Premium permanent magnet rotary servo motor (Low inertia) includes a 400V, 215 mm frame size, with a magnetic stack length of 8 in., a rated speed of 3500 rpm, a Single-turn high-resolution encoder feedback, Shaft key/no shaft seal, Circular DIN, right angle, 180 degrees rotatable, No brake, IEC metric, and Standard designated options.</p> | 99.7143
59726 | MPL-B860D-MJ22AA | G | <p>This Premium permanent magnet rotary servo motor (Low inertia) includes a 400V, 265 mm frame size, with a magnetic stack length of 6 in., a rated speed of 2000 rpm, a Multi-turn high-resolution encoder feedback, Shaft key/no shaft seal, Circular bayonet, facing shaft, No brake, IEC metric, and Standard designated options.</p> | 95.6522
59651 | MPL-B860D-MJ24AA | G | <p>This Premium permanent magnet rotary servo motor (Low inertia) includes a 400V, 265 mm frame size, with a magnetic stack length of 6 in., a rated speed of 2000 rpm, a Multi-turn high-resolution encoder feedback, Shaft key/no shaft seal, Circular bayonet, facing shaft, 24V DC brake, IEC metric, and Standard designated options.</p> | 99.403
59621 | MPL-B860D-MJ72AA | G | <p>This Premium permanent magnet rotary servo motor (Low inertia) includes a 400V, 265 mm frame size, with a magnetic stack length of 6 in., a rated speed of 2000 rpm, a Multi-turn high-resolution encoder feedback, Shaft key/no shaft seal, Circular DIN, right angle, 180 degrees rotatable, No brake, IEC metric, and Standard designated options.</p> | 99.4269
59705 | MPL-B860D-MJ74AA | G | <p>This Premium permanent magnet rotary servo motor (Low inertia) includes a 400V, 265 mm frame size, with a magnetic stack length of 6 in., a rated speed of 2000 rpm, a Multi-turn high-resolution encoder feedback, Shaft key/no shaft seal, Circular DIN, right angle, 180 degrees rotatable, 24V DC brake, IEC metric, and Standard designated options.</p> | 98.1664
59559 | MPL-B860D-SJ24AA | G | <p>This Premium permanent magnet rotary servo motor (Low inertia) includes a 400V, 265 mm frame size, with a magnetic stack length of 6 in., a rated speed of 2000 rpm, a Single-turn high-resolution encoder feedback, Shaft key/no shaft seal, Circular bayonet, facing shaft, 24V DC brake, IEC metric, and Standard designated options.</p> | 99.4048
59571 | MPL-B860D-SJ72AA | G | <p>This Premium permanent magnet rotary servo motor (Low inertia) includes a 400V, 265 mm frame size, with a magnetic stack length of 6 in., a rated speed of 2000 rpm, a Single-turn high-resolution encoder feedback, Shaft key/no shaft seal, Circular DIN, right angle, 180 degrees rotatable, No brake, IEC metric, and Standard designated options.</p> | 99.4286
59679 | MPL-B880C-MJ74AA | G | <p>This Premium permanent magnet rotary servo motor (Low inertia) includes a 400V, 265 mm frame size, with a magnetic stack length of 8 in., a rated speed of 1500 rpm, a Multi-turn high-resolution encoder feedback, Shaft key/no shaft seal, Circular DIN, right angle, 180 degrees rotatable, 24V DC brake, IEC metric, and Standard designated options.</p> | 99.1501
59608 | MPL-B960D-MJ22AA | G | <p>This Premium permanent magnet rotary servo motor (Low inertia) includes a 400V, 300 mm frame size, with a magnetic stack length of 6 in., a rated speed of 2000 rpm, a Multi-turn high-resolution encoder feedback, Shaft key/no shaft seal, Circular bayonet, facing shaft, No brake, IEC metric, and Standard designated options.</p> | 99.3958
59676 | MPL-B980C-MJ24AA | G | <p>This Premium permanent magnet rotary servo motor (Low inertia) includes a 400V, 300 mm frame size, with a magnetic stack length of 8 in., a rated speed of 1500 rpm, a Multi-turn high-resolution encoder feedback, Shaft key/no shaft seal, Circular bayonet, facing shaft, 24V DC brake, IEC metric, and Standard designated options.</p> | 99.7015
59610 | MPL-B980C-MJ74AA | G | <p>This Premium permanent magnet rotary servo motor (Low inertia) includes a 400V, 300 mm frame size, with a magnetic stack length of 8 in., a rated speed of 1500 rpm, a Multi-turn high-resolution encoder feedback, Shaft key/no shaft seal, Circular DIN, right angle, 180 degrees rotatable, 24V DC brake, IEC metric, and Standard designated options.</p> | 99.7167
59589 | MPL-B980D-MJ22AA | G | <p>This Premium permanent magnet rotary servo motor (Low inertia) includes a 400V, 300 mm frame size, with a magnetic stack length of 8 in., a rated speed of 2000 rpm, a Multi-turn high-resolution encoder feedback, Shaft key/no shaft seal, Circular bayonet, facing shaft, No brake, IEC metric, and Standard designated options.</p> | 99.6979
59728 | MPL-B980D-MJ72AA | G | <p>This Premium permanent magnet rotary servo motor (Low inertia) includes a 400V, 300 mm frame size, with a magnetic stack length of 8 in., a rated speed of 2000 rpm, a Multi-turn high-resolution encoder feedback, Shaft key/no shaft seal, Circular DIN, right angle, 180 degrees rotatable, No brake, IEC metric, and Standard designated options.</p> | 97.568
59644 | MPL-B980E-MJ22AA | G | <p>This Premium permanent magnet rotary servo motor (Low inertia) includes a 400V, 300 mm frame size, with a magnetic stack length of 8 in., a rated speed of 2500 rpm, a Multi-turn high-resolution encoder feedback, Shaft key/no shaft seal, Circular bayonet, facing shaft, No brake, IEC metric, and Standard designated options.</p> | 98.7988
59686 | MPL-B980E-MJ24AA | G | <p>This Premium permanent magnet rotary servo motor (Low inertia) includes a 400V, 300 mm frame size, with a magnetic stack length of 8 in., a rated speed of 2500 rpm, a Multi-turn high-resolution encoder feedback, Shaft key/no shaft seal, Circular bayonet, facing shaft, 24V DC brake, IEC metric, and Standard designated options.</p> | 98.806
59718 | MPL-B980E-MJ72AA | G | <p>This Premium permanent magnet rotary servo motor (Low inertia) includes a 400V, 300 mm frame size, with a magnetic stack length of 8 in., a rated speed of 2500 rpm, a Multi-turn high-resolution encoder feedback, Shaft key/no shaft seal, Circular DIN, right angle, 180 degrees rotatable, No brake, IEC metric, and Standard designated options.</p> | 99.7135
59689 | MPL-B980E-MJ74AA | G | <p>This Premium permanent magnet rotary servo motor (Low inertia) includes a 400V, 300 mm frame size, with a magnetic stack length of 8 in., a rated speed of 2500 rpm, a Multi-turn high-resolution encoder feedback, Shaft key/no shaft seal, Circular DIN, right angle, 180 degrees rotatable, 24V DC brake, IEC metric, and Standard designated options.</p> | 98.8604
32939 | MPM-A1151M-MJ72AA | G | The Allen-Bradley MPM-A1151M-MJ72AA Medium Inertia Servo Motor has 200V, a 4500 rpm Base Speed, and 1 Magnet Stack.
32940 | MPM-A1151M-SJ72AA | G | The Allen-Bradley MPM-A1151M-SJ72AA Medium Inertia Servo Motor has 200V, a 4500 rpm Base Speed, and 1 Magnet Stack.
32941 | MPM-A1152F-SJ72AA | G | The Allen-Bradley MPM-A1152F-SJ72AA Medium Inertia Servo Motor has 200V, a 3000 rpm Base Speed, and 2 Magnet Stacks.
32942 | MPM-A1304F-MJ2AA | G | The Allen-Bradley MPM-A1304F-MJ2AA Medium Inertia Servo Motor has 200V, a 3000 rpm Base Speed, and 4 Magnet Stacks.
32933 | MPM-A1651F-2J72AA | G | The Allen-Bradley MPM-A1651F-2J72AA Medium Inertia Servo Motor has 200V, a 3000 rpm Base Speed, and 1 Magnet Stack.
32943 | MPM-A2154C-MJ74AA | G | The Allen-Bradley MPM-A2154C-MJ74AA Medium Inertia Servo Motor has 200V, a 1500 rpm Base Speed, and 4 Magnet Stacks. It also has a 24V DC Brake. | 96.5517
32911 | MPM-B1151F-MJ72AA | G | The Allen-Bradley MPM-B1151F-MJ72AA MP-Series Medium Inertia Servo Motor has 460 V, 3000 Rotations Per Minute, and a Multi-Turn with Absolute Feedback Encoder. | 99.3711
32930 | MPM-B1151F-MJ74AA | G | The Allen-Bradley MPM-B1151F-MJ74AA Medium Inertia Servo Motor has 400V, a 3000 rpm Base Speed, and 1 Magnet Stack. It also has a 24V DC Brake. | 99.3056
70761 | MPM-B1151T-SJ72AA | G | <p>The MPM-B1151T-SJ72AA Medium-Inertia Servo Motor is a brushless AC synchronous servo motor form Allen-Bradley/Rockwell Automation. It belongs to the Kinetix MPM series of servo motors. It comes with 400 Volts AC&nbsp;voltage, a 115-millimeter&nbsp;frame size, 6000 RPM&nbsp;of base speed, and single-turn, high-resolution encoders.</p> | 95.791
32944 | MPM-B1152C-MJ72AA | G | The Allen-Bradley MPM-B1152C-MJ72AA Medium Inertia Servo Motor has 400V, a 1500 rpm Base Speed, and 2 Magnet Stacks.
32912 | MPM-B1152F-MJ72AA | G | The Allen-Bradley MPM-B1152F-MJ72AA MP-Series Medium Inertia Servo Motor has 460 V, 3000 Rotations Per Minute, and a Multi-Turn with Absolute Feedback Encoder. | 99.3711
32931 | MPM-B1152F-MJ74AA | G | The Allen-Bradley MPM-B1152F-MJ74AA Medium Inertia Servo Motor has 400V, a 3000 rpm Base Speed, and 2 Magnet Stacks. It also has a 24V DC Brake. | 99.3103
32913 | MPM-B1152F-SJ72AA | G | The Allen-Bradley MPM-B1152F-SJ72AA MP-Series Medium Inertia Servo Motor has 460 V, 3000 Rotations Per Minute, and a Single Turn Encoder. | 99.2701
32945 | MPM-B1152T-MJ72AA | G | The Allen-Bradley MPM-B1152T-MJ72AA Medium Inertia Servo Motor has 400V, a 6000 rpm Base Speed, and 2 Magnet Stacks.
32946 | MPM-B1152T-MJ74AA | G | The Allen-Bradley MPM-B1152T-MJ74AA Medium Inertia Servo Motor has 400V, a 6000 rpm Base Speed, and 2 Magnet Stacks. It also has a 24V DC Brake. | 98.6207
32947 | MPM-B1152T-SJ2AA | G | The Allen-Bradley MPM-B1152T-SJ2AA Medium Inertia Servo Motor has 400V, a 6000 rpm Base Speed, and 2 Magnet Stacks.
32948 | MPM-B1153E-2J74AA | G | The Allen-Bradley MPM-B1153E-2J74AA Medium Inertia Servo Motor has 400V, a 2250 rpm Base Speed, and 3 Magnet Stacks. It also has a 24V DC Brake. | 98.6207
32949 | MPM-B1153E-MJ72AA | G | The Allen-Bradley MPM-B1153E-MJ72AA Medium Inertia Servo Motor has 400V, a 2250 rpm Base Speed, and 3 Magnet Stacks.
32950 | MPM-B1153E-MJ74AA | G | The Allen-Bradley MPM-B1153E-MJ74AA Medium Inertia Servo Motor has 400V, a 2250 rpm Base Speed, and 3 Magnet Stacks. It also has a 24V DC Brake. | 99.3103
32936 | MPM-B1153E-SJ2AA | G | The Allen-Bradley MPM-B1153E-SJ2AA Medium Inertia Servo Motor has 400V, a 2250 rpm Base Speed, and 3 Magnet Stacks.
32915 | MPM-B1153E-SJ72AA | G | The Allen-Bradley MPM-B1153E-SJ72AA MP-Series Medium Inertia Servo Motor has 460 V, 2250 Rotations Per Minute, and a Single Turn Encoder. | 98.5401
32916 | MPM-B1153F-MJ72AA | G | The Allen-Bradley MPM-B1153F-MJ72AA MP-Series Medium Inertia Servo Motor has 460 V, 3000 Rotations Per Minute, and a Multi-Turn with Absolute Feedback Encoder. | 98.7421
32951 | MPM-B1153F-MJ74AA | G | The Allen-Bradley MPM-B1153F-MJ74AA Medium Inertia Servo Motor has 400V, a 3000 rpm Base Speed, and 3 Magnet Stacks. It also has a 24V DC Brake. | 97.931
32917 | MPM-B1153F-SJ72AA | G | The Allen-Bradley MPM-B1153F-SJ72AA MP-Series Medium Inertia Servo Motor has 460 V, 3000 Rotations Per Minute, and a Single Turn Encoder. | 98.5401
32932 | MPM-B1153T-MJ72AA | G | The Allen-Bradley MPM-B1153T-MJ72AA Medium Inertia Servo Motor has 400V, a 6000 rpm Base Speed, and 3 Magnet Stacks.
32952 | MPM-B1302M-MJ72AA | G | The Allen-Bradley MPM-B1302M-MJ72AA Medium Inertia Servo Motor has 400V, a 4500 rpm Base Speed, and 2 Magnet Stacks.
32953 | MPM-B1302T-MJ74AA | G | The Allen-Bradley MPM-B1302T-MJ74AA Medium Inertia Servo Motor has 400V, a 6000 rpm Base Speed, and 2 Magnet Stacks. It also has a 24V DC Brake. | 97.2414
32954 | MPM-B1304C-SJ72AA | G | The Allen-Bradley MPM-B1304C-SJ72AA Medium Inertia Servo Motor has 400V, a 1500 rpm Base Speed, and 4 Magnet Stacks.
32918 | MPM-B1304E-MJ72AA | G | The Allen-Bradley MPM-B1304E-MJ72AA MP-Series Medium Inertia Servo Motor has 460 V, 2250 Rotations Per Minute, and a Multi-Turn with Absolute Feedback Encoder. | 98.1132
32919 | MPM-B1304E-SJ72AA | G | The Allen-Bradley MPM-B1304E-SJ72AA MP-Series Medium Inertia Servo Motor has 460 V, 2250 Rotations Per Minute, and a Single Turn Encoder. | 97.8102
32955 | MPM-B1304M-MJ72AA | G | The Allen-Bradley MPM-B1304M-MJ72AA Medium Inertia Servo Motor has 400V, a 4500 rpm Base Speed, and 4 Magnet Stacks.
32920 | MPM-B1304M-MJ74AA | G | The Allen-Bradley MPM-B1304M-MJ74AA MP-Series Medium Inertia Servo Motor has 460 V, 4500 Rotations Per Minute, and a Multi-Turn with Absolute Feedback Encoder. | 95.5975
32956 | MPM-B1304M-SJ72AA | G | The Allen-Bradley MPM-B1304M-SJ72AA Medium Inertia Servo Motor has 400V, a 4500 rpm Base Speed, and 4 Magnet Stacks.
32957 | MPM-B1651C-2J72AA | G | The Allen-Bradley MPM-B1651C-2J72AA Medium Inertia Servo Motor has 400V, a 1500 rpm Base Speed, and 1 Magnet Stack.
32958 | MPM-B1651C-SJ72AA | G | The Allen-Bradley MPM-B1651C-SJ72AA Medium Inertia Servo Motor has 400V, a 1500 rpm Base Speed, and 1 Magnet Stack.
32959 | MPM-B1651F-2J72AA | G | The Allen-Bradley MPM-B1651F-2J72AA Medium Inertia Servo Motor has 400V, a 3000 rpm Base Speed, and 1 Magnet Stack.
32923 | MPM-B1651F-MJ72AA | G | The Allen-Bradley MPM-B1651F-MJ72AA MP-Series Medium Inertia Servo Motor has 460 V, 3000 Rotations Per Minute, and a Multi-Turn with Absolute Feedback Encoder. | 99.3711
32960 | MPM-B1651F-MJ74AA | G | The Allen-Bradley MPM-B1651F-MJ74AA Medium Inertia Servo Motor has 400V, a 3000 rpm Base Speed, and 1 Magnet Stack. It also has a 24V DC Brake. | 98.2699
32924 | MPM-B1651F-SJ72AA | G | The Allen-Bradley MPM-B1651F-SJ72AA MP-Series Medium Inertia Servo Motor has 460 V, 3000 Rotations Per Minute, and a Single Turn Encoder. | 96.3504
32961 | MPM-B1651M-MJ72AA | G | The Allen-Bradley MPM-B1651M-MJ72AA Medium Inertia Servo Motor has 400V, a 4500 rpm Base Speed, and 1 Magnet Stack.
32962 | MPM-B1652C-2J72AA | G | The Allen-Bradley MPM-B1652C-2J72AA Medium Inertia Servo Motor has 400V, a 1500 rpm Base Speed, and 2 Magnet Stacks.
32963 | MPM-B1652C-MJ72AA | G | The Allen-Bradley MPM-B1652C-MJ72AA Medium Inertia Servo Motor has 400V, a 1500 rpm Base Speed, and 2 Magnet Stacks.
32925 | MPM-B1652E-MJ72AA | G | The Allen-Bradley MPM-B1652E-MJ72AA MP-Series Medium Inertia Servo Motor has 460 V, 2250 Rotations Per Minute, and a Multi-Turn with Absolute Feedback Encoder. | 97.4843
32964 | MPM-B1652E-MJ74AA | G | The Allen-Bradley MPM-B1652E-MJ74AA Medium Inertia Servo Motor has 400V, a 2250 rpm Base Speed, and 2 Magnet Stacks. It also has a 24V DC Brake. | 98.6207
32927 | MPM-B1652F-MJ72AA | G | The Allen-Bradley MPM-B1652F-MJ72AA MP-Series Medium Inertia Servo Motor has 460 V, 3000 Rotations Per Minute, and a Multi-Turn with Absolute Feedback Encoder. | 99.3711
32965 | MPM-B1652F-MJ74AA | G | The Allen-Bradley MPM-B1652F-MJ74AA Medium Inertia Servo Motor has 400V, a 3000 rpm Base Speed, and 2 Magnet Stacks. It also has a 24V DC Brake. | 96.5517
32966 | MPM-B1653C-MJ74AA | G | The Allen-Bradley MPM-B1653C-MJ74AA Medium Inertia Servo Motor has 400V, a 1500 rpm Base Speed, and 3 Magnet Stacks. It also has a 24V DC Brake. | 97.931
32967 | MPM-B1653C-SJ72AA | G | The Allen-Bradley MPM-B1653C-SJ72AA Medium Inertia Servo Motor has 400V, a 1500 rpm Base Speed, and 3 Magnet Stacks.
32968 | MPM-B1653E-MJ72AA | G | The Allen-Bradley MPM-B1653E-MJ72AA Medium Inertia Servo Motor has 400V, a 2250 rpm Base Speed, and 3 Magnet Stacks.
32970 | MPM-B1653E-SJ72AA | G | The Allen-Bradley MPM-B1653E-SJ72AA Medium Inertia Servo Motor has 400V, a 2250 rpm Base Speed, and 3 Magnet Stacks.
32971 | MPM-B1653F-MJ72AA | G | The Allen-Bradley MPM-B1653F-MJ72AA Medium Inertia Servo Motor has 400V, a 3000 rpm Base Speed, and 3 Magnet Stacks.
32937 | MPM-B1653F-MJ74AA | G | The Allen-Bradley MPM-B1653F-MJ74AA Medium Inertia Servo Motor has 400V, a 3000 rpm Base Speed, and 3 Magnet Stacks. It also has a 24V DC Brake. | 99.3103
32934 | MPM-B1653F-SJ72AA | G | The Allen-Bradley MPM-B1653F-SJ72AA Medium Inertia Servo Motor has 400V, a 3000 rpm Base Speed, and 3 Magnet Stacks.
32972 | MPM-B2152C-MJ2AA | G | The Allen-Bradley MPM-B2152C-MJ2AA Medium Inertia Servo Motor has 400V, a 1500 rpm Base Speed, and 2 Magnet Stacks.
32935 | MPM-B2152C-SJ2AA | G | The Allen-Bradley MPM-B2152C-SJ2AA Medium Inertia Servo Motor has 400V, a 1500 rpm Base Speed, and 2 Magnet Stacks.
32982 | MPM-B2152C-SJ72AA | G | The Allen-Bradley MPM-B2152C-SJ72AA Medium Inertia Servo Motor has 400V, a 1500 rpm Base Speed, and 2 Magnet Stacks.
32973 | MPM-B2152F-SJ72AA | G | The Allen-Bradley MPM-B2152F-SJ72AA Medium Inertia Servo Motor has 400V, a 3000 rpm Base Speed, and 2 Magnet Stacks.
32974 | MPM-B2152M-SJ72AA | G | The Allen-Bradley MPM-B2152M-SJ72AA Medium Inertia Servo Motor has 400V, a 4500 rpm Base Speed, and 2 Magnet Stacks.
32975 | MPM-B2153B-MJ72AA | G | The Allen-Bradley MPM-B2153B-MJ72AA Medium Inertia Servo Motor has 400V, a 1300 rpm Base Speed, and 3 Magnet Stacks.
32938 | MPM-B2153B-MJ74AA | G | The Allen-Bradley MPM-B2153B-MJ74AA Medium Inertia Servo Motor has 400V, a 1300 rpm Base Speed, and 3 Magnet Stacks. It also has a 24V DC Brake. | 97.931
32976 | MPM-B2153E-MJ72AA | G | The Allen-Bradley MPM-B2153E-MJ72AA Medium Inertia Servo Motor has 400V, a 2250 rpm Base Speed, and 3 Magnet Stacks.
32978 | MPM-B2153F-MJ72AA | G | The Allen-Bradley MPM-B2153F-MJ72AA Medium Inertia Servo Motor has 400V, a 3000 rpm Base Speed, and 3 Magnet Stacks.
32977 | MPM-B2153F-SJ72AA | G | The Allen-Bradley MPM-B2153F-SJ72AA Medium Inertia Servo Motor has 400V, a 3000 rpm Base Speed, and 3 Magnet Stacks.
32979 | MPM-B2154B-MJ72AA | G | The Allen-Bradley MPM-B2154B-MJ72AA Medium Inertia Servo Motor has 400V, a 1300 rpm Base Speed, and 4 Magnet Stacks.
32980 | MPM-B2154E-SJ72AA | G | The Allen-Bradley MPM-B2154E-SJ72AA Medium Inertia Servo Motor has 400V, a 2250 rpm Base Speed, and 4 Magnet Stacks.
32981 | MPM-B2154F-MJ72AA | G | The Allen-Bradley MPM-B2154F-MJ72AA Medium Inertia Servo Motor has 400V, a 3000 rpm Base Speed, and 4 Magnet Stacks.
48279 | MT2400T | G | The Eaton MT2400T Trip Unit operates with 2 Poles and 400 Amps. It also has a F Frame and a Thermal Magnetic Unit Type.
48282 | MT2600T | G | The Eaton MT2600T Trip Unit operates with 2 Poles and 600 Amps. It also has a F Frame and a Thermal Magnetic Unit Type.
48284 | MT2800T | G | The Eaton MT2800T Trip Unit operates with 2 Poles and 800 Amps. It also has a F Frame and a Thermal Magnetic Unit Type.
48285 | MT3300T | G | The Eaton MT3300T Trip Unit operates with 3 Poles and 300 Amps. It also has a F Frame and a Thermal Magnetic Unit Type.
48286 | MT3400T | G | The Eaton MT3400T Trip Unit operates with 3 Poles and 400 Amps. It also has a F Frame and a Thermal Magnetic Unit Type.
48287 | MT3450T | G | The Eaton MT3450T Trip Unit operates with 3 Poles and 450 Amps. It also has a F Frame and a Thermal Magnetic Unit Type.
48288 | MT3500T | G | The Eaton MT3500T Trip Unit operates with 3 Poles and 500 Amps. It also has a F Frame and a Thermal Magnetic Unit Type.
48289 | MT3600T | G | The Eaton MT3600T Trip Unit operates with 3 Poles and 600 Amps. It also has a F Frame and a Thermal Magnetic Unit Type.
48290 | MT3700T | G | The Eaton MT3700T Trip Unit operates with 3 Poles and 700 Amps. It also has a F Frame and a Thermal Magnetic Unit Type.
48291 | MT3800T | G | The Eaton MT3800T Trip Unit operates with 3 Poles and 800 Amps. It also has a F Frame and a Thermal Magnetic Unit Type.
33390 | N-2302-1-F00AA | G | The Allen-Bradley N-2302-1-F00AA Brushless Servo Motor has a NEMA Frame Style Series Designator, a 2 lb-in Continuous Torque Capability, and a 115V ac Motor Winding Ke Designator. The N-2302-1-F00AA operates with a .023 Nm/krpm Damping and a .12 Nm Friction Torque. | 99.2481
33391 | N-2302-1-F04AA | G | The Allen-Bradley N-2302-1-F04AA Brushless Servo Motor has a NEMA Frame Style Series Designator, a 2 lb-in Continuous Torque Capability, and a 115V ac Motor Winding Ke Designator. The N-2302-1-F04AA operates with a .023 Nm/krpm Damping and a .12 Nm Friction Torque. | 98.1203
33392 | N-2304-1-F00-X105 | G | The Allen-Bradley N-2304-1-F00-X105 Brushless Servo Motor has a NEMA Frame Style Series Designator, a 4 lb-in Continuous Torque Capability, and a 115V ac Motor Winding Ke Designator. The N-2304-1-F00-X105 operates with a .034 Nm/krpm Damping and a .23 Nm Friction Torque. | 96.6543
33394 | N-2304-1-F04AA | G | The Allen-Bradley N-2304-1-F04AA Brushless Servo Motor has a NEMA Frame Style Series Designator, a 4 lb-in Continuous Torque Capability, and a 115V ac Motor Winding Ke Designator. The N-2304-1-F04AA operates with a .034 Nm/krpm Damping and a .23 Nm Friction Torque. | 98.4962
33396 | N-3406-2-H00AA | G | The Allen-Bradley N-3406-2-H00AA Brushless Servo Motor has a NEMA Frame Style Series Designator, a 6 lb-in Continuous Torque Capability, and a 230V ac Motor Winding Ke Designator. The N-3406-2-H00AA operates with a .13 Nm/krpm Damping and a .26 Nm Friction Torque. | 99.2453
33397 | N-3406-2-H04AA | G | The Allen-Bradley N-3406-2-H04AA Brushless Servo Motor has a NEMA Frame Style Series Designator, a 6 lb-in Continuous Torque Capability, and a 230V ac Motor Winding Ke Designator. The N-3406-2-H04AA operates with a .13 Nm/krpm Damping and a .26 Nm Friction Torque. | 98.4906
33398 | N-3406-2-K00AA | G | The Allen-Bradley N-3406-2-K00AA Brushless Servo Motor has a NEMA Frame Style Series Designator, a 6 lb-in Continuous Torque Capability, and a 230V ac Motor Winding Ke Designator. The N-3406-2-K00AA operates with a .13 Nm/krpm Damping and a .26 Nm Friction Torque. | 96.7985
33400 | N-3412-2-H04AA | G | The Allen-Bradley N-3412-2-H04AA Brushless Servo Motor has a NEMA Frame Style Series Designator, a 12 lb-in Continuous Torque Capability, and a 230V ac Motor Winding Ke Designator. The N-3412-2-H04AA operates with a .19 Nm/krpm Damping and a .34 Nm Friction Torque. | 98.4962
33401 | N-3412-2-K00AA | G | The Allen-Bradley N-3412-2-K00AA Brushless Servo Motor has a NEMA Frame Style Series Designator, a 12 lb-in Continuous Torque Capability, and a 230V ac Motor Winding Ke Designator. The N-3412-2-K00AA operates with a .19 Nm/krpm Damping and a .34 Nm Friction Torque. | 97.7444
33402 | N-4214-2-H00AA | G | The Allen-Bradley N-4214-2-H00AA Brushless Servo Motor has a NEMA Frame Style Series Designator, a 14 lb-in Continuous Torque Capability, and a 230V ac Motor Winding Ke Designator. The N-4214-2-H00AA operates with a .2 Nm/krpm Damping and a .45 Nm Friction Torque. | 99.2453
33403 | N-4214-2-H04AA | G | The Allen-Bradley N-4214-2-H04AA Brushless Servo Motor has a NEMA Frame Style Series Designator, a 14 lb-in Continuous Torque Capability, and a 230V ac Motor Winding Ke Designator. The N-4214-2-H04AA operates with a .2 Nm/krpm Damping and a .45 Nm Friction Torque. | 96.4218
33404 | N-4220-2-H00AA | G | The Allen-Bradley N-4220-2-H00AA Brushless Servo Motor has a NEMA Frame Style Series Designator, a 20 lb-in Continuous Torque Capability, and a 230V ac Motor Winding Ke Designator. The N-4220-2-H00AA operates with a .19 Nm/krpm Damping and a .73 Nm Friction Torque. | 99.2481
33405 | N-4220-2-H04AA | G | The Allen-Bradley N-4220-2-H04AA Brushless Servo Motor has a NEMA Frame Style Series Designator, a 20 lb-in Continuous Torque Capability, and a 230V ac Motor Winding Ke Designator. The N-4220-2-H04AA operates with a .19 Nm/krpm Damping and a .73 Nm Friction Torque. | 98.4962
33406 | N-4220-2-K00AA | G | The Allen-Bradley N-4220-2-K00AA Brushless Servo Motor has a NEMA Frame Style Series Designator, a 20 lb-in Continuous Torque Capability, and a 230V ac Motor Winding Ke Designator. The N-4220-2-K00AA operates with a .19 Nm/krpm Damping and a .73 Nm Friction Torque. | 95.4887
33407 | N-5630-2-H00AA | G | The Allen-Bradley N-5630-2-H00AA Brushless Servo Motor has a NEMA Frame Style Series Designator, a 30 lb-in Continuous Torque Capability, and a 230V ac Motor Winding Ke Designator. The N-5630-2-H00AA operates with a .35 Nm/krpm Damping and a 1.3 Nm Friction Torque. | 99.2481
33408 | N-5630-2-H04AA | G | The Allen-Bradley N-5630-2-H04AA Brushless Servo Motor has a NEMA Frame Style Series Designator, a 30 lb-in Continuous Torque Capability, and a 230V ac Motor Winding Ke Designator. The N-5630-2-H04AA operates with a .35 Nm/krpm Damping and a 1.3 Nm Friction Torque. | 98.1203
33409 | N-5637-2-H00AA | G | The Allen-Bradley N-5637-2-H00AA Brushless Servo Motor has a NEMA Frame Style Series Designator, a 37 lb-in Continuous Torque Capability, and a 230V ac Motor Winding Ke Designator. The N-5637-2-H00AA operates with a .32 Nm/krpm Damping and a 1.6 Nm Friction Torque. | 99.2481
33410 | N-5637-2-H04AA | G | The Allen-Bradley N-5637-2-H04AA Brushless Servo Motor has a NEMA Frame Style Series Designator, a 37 lb-in Continuous Torque Capability, and a 230V ac Motor Winding Ke Designator. The N-5637-2-H04AA operates with a .32 Nm/krpm Damping and a 1.6 Nm Friction Torque. | 97.7444
33411 | N-5647-2-H00AA | G | The Allen-Bradley N-5647-2-H00AA Brushless Servo Motor has a NEMA Frame Style Series Designator, a 47 lb-in Continuous Torque Capability, and a 230V ac Motor Winding Ke Designator. The N-5647-2-H00AA operates with a .45 Nm/krpm Damping and a 1.7 Nm Friction Torque. | 99.2481
60556 | S801+N37N3S | G | <p>The Eaton S801+N37N3S Soft Starter operates with 37 Amps, a 10 230V Hp Rating, and a 37 Max. Current Capacity. The S801+N37N3S has 3 Poles and a 200-600V Operating Voltage.</p> | 95.8678
60558 | S801+R10N3S | G | <p>The Eaton S801+R10N3S Soft Starter operates with 105 Amps, a 40 230V Hp Rating, and a 105 Max. Current Capacity. The S801+R10N3S has 3 Poles and a 200-600V Operating Voltage.</p> | 97.2527
60559 | S801+R13N3S | G | <p>The Eaton S801+R13N3S Soft Starter operates with 135 Amps, a 50 230V Hp Rating, and a 135 Max. Current Capacity. The S801+R13N3S has 3 Poles and a 200-600V Operating Voltage.</p> | 95.0549
59732 | S801N37N3S | G | <p>The Eaton S801N37N3S Non-combination Open Soft Starter operates with 37 Amps and a 47-63 Hz Operating Frequency. It has 3 Poles and No option.</p> | 97.6744
59766 | S801N37P3S | G | <p>The Eaton S801N37P3S Non-combination Open Soft Starter operates with 37 Amps and a 47-63 Hz Operating Frequency. It has 3 Poles and a Pump Control Option.</p> | 97.8462
59733 | S801N66N3S | G | <p>The Eaton S801N66N3S Non-combination Open Soft Starter operates with 66 Amps and a 47-63 Hz Operating Frequency. It has 3 Poles and No option.</p> | 97.6744
59734 | S801R10N3S | G | <p>The Eaton S801R10N3S Non-combination Open Soft Starter operates with 105 Amps and a 47-63 Hz Operating Frequency. It has 3 Poles and No option.</p> | 98.6755
59768 | S801R10P3S | G | <p>The Eaton S801R10P3S Non-combination Open Soft Starter operates with 105 Amps and a 47-63 Hz Operating Frequency. It has 3 Poles and a Pump Control Option.</p> | 98.1595
59735 | S801R13N3S | G | <p>The Eaton S801R13N3S Non-combination Open Soft Starter operates with 135 Amps and a 47-63 Hz Operating Frequency. It has 3 Poles and No option.</p> | 97.351
59736 | S801T18N3S | G | <p>The Eaton S801T18N3S Non-combination Open Soft Starter operates with 180 Amps and a 47-63 Hz Operating Frequency. It has 3 Poles and No option.</p> | 98.0132
59770 | S801T18P3S | G | <p>The Eaton S801T18P3S Non-combination Open Soft Starter operates with 180 Amps and a 47-63 Hz Operating Frequency. It has 3 Poles and a Pump Control Option.</p> | 97.546
59737 | S801T24N3S | G | <p>The Eaton S801T24N3S Non-combination Open Soft Starter operates with 240 Amps and a 47-63 Hz Operating Frequency. It has 3 Poles and No option.</p> | 98.0132
59738 | S801T30N3S | G | <p>The Eaton S801T30N3S Non-combination Open Soft Starter operates with 304 Amps and a 47-63 Hz Operating Frequency. It has 3 Poles and No option.</p> | 99.3377
59772 | S801T30P3S | G | <p>The Eaton S801T30P3S Non-combination Open Soft Starter operates with 304 Amps and a 47-63 Hz Operating Frequency. It has 3 Poles and a Pump Control Option.</p> | 98.1595
59739 | S801U36N3S | G | <p>The Eaton S801U36N3S Non-combination Open Soft Starter operates with 360 Amps and a 47-63 Hz Operating Frequency. It has 3 Poles and No option.</p> | 99.3377
59740 | S801U42N3S | G | <p>The Eaton S801U42N3S Non-combination Open Soft Starter operates with 420 Amps and a 47-63 Hz Operating Frequency. It has 3 Poles and No option.</p> | 99.3377
59741 | S801U50N3S | G | <p>The Eaton S801U50N3S Non-combination Open Soft Starter operates with 500 Amps and a 47-63 Hz Operating Frequency. It has 3 Poles and No option.</p> | 99.3377
59748 | S801V10N3S | G | <p>The Eaton S801V10N3S Non-combination Open Soft Starter operates with 1000 Amps and a 47-63 Hz Operating Frequency. It has 3 Poles and No option.</p> | 96.3696
59742 | S801V36N3S | G | <p>The Eaton S801V36N3S Non-combination Open Soft Starter operates with 360 Amps and a 47-63 Hz Operating Frequency. It has 3 Poles and No option.</p> | 98.6755
59743 | S801V42N3S | G | <p>The Eaton S801V42N3S Non-combination Open Soft Starter operates with 420 Amps and a 47-63 Hz Operating Frequency. It has 3 Poles and No option.</p> | 98.6755
59744 | S801V50N3S | G | <p>The Eaton S801V50N3S Non-combination Open Soft Starter operates with 500 Amps and a 47-63 Hz Operating Frequency. It has 3 Poles and No option.</p> | 98.6755
59745 | S801V65N3S | G | <p>The Eaton S801V65N3S Non-combination Open Soft Starter operates with 650 Amps and a 47-63 Hz Operating Frequency. It has 3 Poles and No option.</p> | 98.6755
59746 | S801V72N3S | G | <p>The Eaton S801V72N3S Non-combination Open Soft Starter operates with 720 Amps and a 47-63 Hz Operating Frequency. It has 3 Poles and No option.</p> | 97.351
59747 | S801V85N3S | G | <p>The Eaton S801V85N3S Non-combination Open Soft Starter operates with 850 Amps and a 47-63 Hz Operating Frequency. It has 3 Poles and No option.</p> | 97.0297
60392 | S811+N37N3S | G | <p>The Eaton S811+N37N3S Non-combination Soft Starter has a 65mm Frame Size, and it operates with 37 Amps, 240 max. Volts AC, 120 max. Volts DC, and 3 Poles.</p> | 99.3827
60409 | S811+N37P3S | G | <p>The Eaton S811+N37P3S Non-combination Soft Starter has a 65mm Frame Size, and it operates with 37 Amps, 240 max. Volts AC, 120 max. Volts DC, and 3 Poles.</p> | 97.5309
60393 | S811+N66N3S | G | <p>The Eaton S811+N66N3S Non-combination Soft Starter has a 65mm Frame Size, and it operates with 66 Amps, 240 max. Volts AC, 120 max. Volts DC, and 3 Poles.</p> | 99.3827
60410 | S811+N66P3S | G | <p>The Eaton S811+N66P3S Non-combination Soft Starter has a 65mm Frame Size, and it operates with 66 Amps, 240 max. Volts AC, 120 max. Volts DC, and 3 Poles.</p> | 95.092
60394 | S811+R10N3S | G | <p>The Eaton S811+R10N3S Non-combination Soft Starter has a 110mm Frame Size, and it operates with 105 Amps, 240 max. Volts AC, 120 max. Volts DC, and 3 Poles.</p> | 99.3902
60411 | S811+R10P3S | G | <p>The Eaton S811+R10P3S Non-combination Soft Starter has a 110mm Frame Size, and it operates with 105 Amps, 240 max. Volts AC, 120 max. Volts DC, and 3 Poles.</p> | 96.3415
60395 | S811+R13N3S | G | <p>The Eaton S811+R13N3S Non-combination Soft Starter has a 110mm Frame Size, and it operates with 135 Amps, 240 max. Volts AC, 120 max. Volts DC, and 3 Poles.</p> | 98.1707
60396 | S811+T18N3S | G | <p>The Eaton S811+T18N3S Non-combination Soft Starter has a 200mm Frame Size, and it operates with 180 Amps, 240 max. Volts AC, 120 max. Volts DC, and 3 Poles.</p> | 99.3902
60426 | S811+T18V3S | G | <p>The Eaton S811+T18V3S Non-combination Soft Starter has a 200mm Frame Size, and it operates with 180 Amps, 240 max. Volts AC, 120 max. Volts DC, and 3 Poles.</p> | 97.561
60414 | S811+T24P3S | G | <p>The Eaton S811+T24P3S Non-combination Soft Starter has a 200mm Frame Size, and it operates with 240 Amps, 240 max. Volts AC, 120 max. Volts DC, and 3 Poles.</p> | 99.3902
60398 | S811+T30N3S | G | <p>The Eaton S811+T30N3S Non-combination Soft Starter has a 200mm Frame Size, and it operates with 304 Amps, 240 max. Volts AC, 120 max. Volts DC, and 3 Poles.</p> | 99.3902
60415 | S811+T30P3S | G | <p>The Eaton S811+T30P3S Non-combination Soft Starter has a 200mm Frame Size, and it operates with 304 Amps, 240 max. Volts AC, 120 max. Volts DC, and 3 Poles.</p> | 96.9512
60399 | S811+U36N3S | G | <p>The Eaton S811+U36N3S Non-combination Soft Starter has a 200mm Frame Size, and it operates with 360 Amps, 240 max. Volts AC, 120 max. Volts DC, and 3 Poles.</p> | 97.561
60400 | S811+U42N3S | G | <p>The Eaton S811+U42N3S Non-combination Soft Starter has a 200mm Frame Size, and it operates with 420 Amps, 240 max. Volts AC, 120 max. Volts DC, and 3 Poles.</p> | 98.7805
60401 | S811+U50N3S | G | <p>The Eaton S811+U50N3S Non-combination Soft Starter has a 200mm Frame Size, and it operates with 500 Amps, 240 max. Volts AC, 120 max. Volts DC, and 3 Poles.</p> | 98.1707
60408 | S811+V10N3S | G | <p>The Eaton S811+V10N3S Non-combination Soft Starter has a 290mm Frame Size, and it operates with 105 Amps, 240 max. Volts AC, 120 max. Volts DC, and 3 Poles.</p> | 97.561
60403 | S811+V42N3S | G | <p>The Eaton S811+V42N3S Non-combination Soft Starter has a 290mm Frame Size, and it operates with 420 Amps, 240 max. Volts AC, 120 max. Volts DC, and 3 Poles.</p> | 99.3902
60420 | S811+V42P3S | G | <p>The Eaton S811+V42P3S Non-combination Soft Starter has a 290mm Frame Size, and it operates with 420 Amps, 240 max. Volts AC, 120 max. Volts DC, and 3 Poles.</p> | 97.561
60421 | S811+V50P3S | G | <p>The Eaton S811+V50P3S Non-combination Soft Starter has a 290mm Frame Size, and it operates with 500 Amps, 240 max. Volts AC, 120 max. Volts DC, and 3 Poles.</p> | 96.3415
60405 | S811+V65N3S | G | <p>The Eaton S811+V65N3S Non-combination Soft Starter has a 290mm Frame Size, and it operates with 650 Amps, 240 max. Volts AC, 120 max. Volts DC, and 3 Poles.</p> | 98.7805
60406 | S811+V72N3S | G | <p>The Eaton S811+V72N3S Non-combination Soft Starter has a 290mm Frame Size, and it operates with 720 Amps, 240 max. Volts AC, 120 max. Volts DC, and 3 Poles.</p> | 98.1707
60407 | S811+V85N3S | G | <p>The Eaton S811+V85N3S Non-combination Soft Starter has a 290mm Frame Size, and it operates with 850 Amps, 240 max. Volts AC, 120 max. Volts DC, and 3 Poles.</p> | 98.1707
59809 | S811N37N3S | G | <p>The Eaton S811N37N3S Open Soft Starter operates with 37 Amps, a 200-600V Operating Voltage, and a 47-63 Hz Operating Frequency. It has a 65 mm Frame Size and Standard Features.</p> | 99.4565
59846 | S811N37P3S | G | <p>The Eaton S811N37P3S Open Soft Starter operates with 37 Amps, a 200-600V Operating Voltage, and a 47-63 Hz Operating Frequency. It has a 65 mm Frame Size and Standard Features.</p> | 97.8261
59810 | S811N66N3S | G | <p>The Eaton S811N66N3S Open Soft Starter operates with 66 Amps, a 200-600V Operating Voltage, and a 47-63 Hz Operating Frequency. It has a 65 mm Frame Size and Standard Features.</p> | 99.4565
59847 | S811N66P3S | G | <p>The Eaton S811N66P3S Open Soft Starter operates with 66 Amps, a 200-600V Operating Voltage, and a 47-63 Hz Operating Frequency. It has a 65 mm Frame Size and Standard Features.</p> | 97.019
59811 | S811R10N3S | G | <p>The Eaton S811R10N3S Open Soft Starter operates with 10 Amps, a 200-600V Operating Voltage, and a 47-63 Hz Operating Frequency. It has a 110 mm Frame Size and Standard Features.</p> | 99.4595
59848 | S811R10P3S | G | <p>The Eaton S811R10P3S Open Soft Starter operates with 10 Amps, a 200-600V Operating Voltage, and a 47-63 Hz Operating Frequency. It has a 110 mm Frame Size and Standard Features.</p> | 97.2973
59812 | S811R13N3S | G | <p>The Eaton S811R13N3S Open Soft Starter operates with 13 Amps, a 200-600V Operating Voltage, and a 47-63 Hz Operating Frequency. It has a 110 mm Frame Size and Standard Features.</p> | 98.3784
59813 | S811T18N3S | G | <p>The Eaton S811T18N3S Open Soft Starter operates with 18 Amps, a 200-600V Operating Voltage, and a 47-63 Hz Operating Frequency. It has a 200 mm Frame Size and Standard Features.</p> | 97.8378
59814 | S811T24N3S | G | <p>The Eaton S811T24N3S Open Soft Starter operates with 24 Amps, a 200-600V Operating Voltage, and a 47-63 Hz Operating Frequency. It has a 200 mm Frame Size and Standard Features.</p> | 97.8378
59815 | S811T30N3S | G | <p>The Eaton S811T30N3S Open Soft Starter operates with 30 Amps, a 200-600V Operating Voltage, and a 47-63 Hz Operating Frequency. It has a 200 mm Frame Size and Standard Features.</p> | 99.4595
59852 | S811T30P3S | G | <p>The Eaton S811T30P3S Open Soft Starter operates with 30 Amps, a 200-600V Operating Voltage, and a 47-63 Hz Operating Frequency. It has a 200 mm Frame Size and Standard Features.</p> | 97.8378
59822 | S811V10N3S | G | <p>The Eaton S811V10N3S Open Soft Starter operates with 10 Amps, a 200-600V Operating Voltage, and a 47-63 Hz Operating Frequency. It has a 290 mm Frame Size and Standard Features.</p> | 97.8378
59816 | S811V36N3S | G | <p>The Eaton S811V36N3S Open Soft Starter operates with 36 Amps, a 200-600V Operating Voltage, and a 47-63 Hz Operating Frequency. It has a 290 mm Frame Size and Standard Features.</p> | 99.4595
59817 | S811V42N3S | G | <p>The Eaton S811V42N3S Open Soft Starter operates with 42 Amps, a 200-600V Operating Voltage, and a 47-63 Hz Operating Frequency. It has a 290 mm Frame Size and Standard Features.</p> | 98.9189
59818 | S811V50N3S | G | <p>The Eaton S811V50N3S Open Soft Starter operates with 50 Amps, a 200-600V Operating Voltage, and a 47-63 Hz Operating Frequency. It has a 290 mm Frame Size and Standard Features.</p> | 98.9189
59819 | S811V65N3S | G | <p>The Eaton S811V65N3S Open Soft Starter operates with 65 Amps, a 200-600V Operating Voltage, and a 47-63 Hz Operating Frequency. It has a 290 mm Frame Size and Standard Features.</p> | 98.9189
59820 | S811V72N3S | G | <p>The Eaton S811V72N3S Open Soft Starter operates with 72 Amps, a 200-600V Operating Voltage, and a 47-63 Hz Operating Frequency. It has a 290 mm Frame Size and Standard Features.</p> | 97.8378
59821 | S811V85N3S | G | <p>The Eaton S811V85N3S Open Soft Starter operates with 85 Amps, a 200-600V Operating Voltage, and a 47-63 Hz Operating Frequency. It has a 290 mm Frame Size and Standard Features.</p> | 97.8378
31367 | SVX001A1-4A1B1 | G | The Eaton Cutler-Hammer SVX001A1-4A1B1 Adjustable Frequency Drive has 1 hp, a 480V Voltage , and a FR4 Frame Size. It also contains 8 Inputs and 4 Outputs. | 98.7179
31402 | SVX002A1-2A1B1 | G | The Eaton Cutler-Hammer SVX002A1-2A1B1 Adjustable Frequency Drive has 2 hp, a 230V Voltage , and a FR4 Frame Size. It also contains 8 Inputs and 4 Outputs. | 98.7179
31368 | SVX002A1-4A1B1 | G | The Eaton Cutler-Hammer SVX002A1-4A1B1 Adjustable Frequency Drive has 2 hp, a 480V Voltage , and a FR4 Frame Size. It also contains 8 Inputs and 4 Outputs. | 98.7179
31446 | SVX002A1-5A4N1 | G | The Eaton Cutler-Hammer SVX002A1-5A4N1 Adjustable Frequency Drive has 2 hp, a 575V Voltage , and a FR6 Frame Size. It also contains 8 Inputs and 4 Outputs. | 99.0415
31403 | SVX003A1-2A1B1 | G | The Eaton Cutler-Hammer SVX003A1-2A1B1 Adjustable Frequency Drive has 3 hp, a 230V Voltage , and a FR4 Frame Size. It also contains 8 Inputs and 4 Outputs. | 97.7636
31386 | SVX003A1-4A1B1 | G | The Eaton Cutler-Hammer SVX003A1-4A1B1 Adjustable Frequency Drive has 3 hp, a 480V Voltage , and a FR4 Frame Size. It also contains 8 Inputs and 4 Outputs. | 99.359
31434 | SVX003A2-4A1B1 | G | The Eaton Cutler-Hammer SVX003A2-4A1B1 Adjustable Frequency Drive has 3 hp, a 480V Voltage , and a FR4 Frame Size. It also contains 8 Inputs and 4 Outputs. | 97.7636
31387 | SVX004A1-2A1B1 | G | The Eaton Cutler-Hammer SVX004A1-2A1B1 Adjustable Frequency Drive has 4 hp, a 230V Voltage , and a FR5 Frame Size. It also contains 8 Inputs and 4 Outputs. | 98.7179
31388 | SVX005A1-2A1B1 | G | The Eaton Cutler-Hammer SVX005A1-2A1B1 Adjustable Frequency Drive has 5 hp, a 230V Voltage , and a FR5 Frame Size. It also contains 8 Inputs and 4 Outputs. | 98.0769
31369 | SVX005A1-4A1B1 | G | The Eaton Cutler-Hammer SVX005A1-4A1B1 Adjustable Frequency Drive has 5 hp, a 480V Voltage , and a FR4 Frame Size. It also contains 8 Inputs and 4 Outputs. | 98.7179
31449 | SVX005A1-5A4N1 | G | The Eaton Cutler-Hammer SVX005A1-5A4N1 Adjustable Frequency Drive has 5 hp, a 575V Voltage , and a FR6 Frame Size. It also contains 8 Inputs and 4 Outputs. | 99.0415
31370 | SVX006A1-4A1B1 | G | The Eaton Cutler-Hammer SVX006A1-4A1B1 Adjustable Frequency Drive has 6 hp, a 480V Voltage , and a FR4 Frame Size. It also contains 8 Inputs and 4 Outputs. | 98.7179
31371 | SVX007A1-2A1B1 | G | The Eaton Cutler-Hammer SVX007A1-2A1B1 Adjustable Frequency Drive has 7-1/2 hp, a 230V Voltage , and a FR5 Frame Size. It also contains 8 Inputs and 4 Outputs. | 98.1366
31372 | SVX007A1-4A1B1 | G | The Eaton Cutler-Hammer SVX007A1-4A1B1 Adjustable Frequency Drive has 7-1/2 hp, a 480V Voltage , and a FR5 Frame Size. It also contains 8 Inputs and 4 Outputs. | 97.4843
31466 | SVX007A2-5A4N1 | G | <p>The Eaton Cutler-Hammer SVX007A2-5A4N1 Adjustable Frequency Drive has 7-1/2 hp, a 575V Voltage , and a FR6 Frame Size. It also contains 8 Inputs and 4 Outputs.</p> | 97.281
31389 | SVX010A1-2A1B1 | G | The Eaton Cutler-Hammer SVX010A1-2A1B1 Adjustable Frequency Drive has 10 hp, a 230V Voltage , and a FR6 Frame Size. It also contains 8 Inputs and 4 Outputs. | 97.7636
31373 | SVX010A1-4A1B1 | G | The Eaton Cutler-Hammer SVX010A1-4A1B1 Adjustable Frequency Drive has 10 hp, a 480V Voltage , and a FR5 Frame Size. It also contains 8 Inputs and 4 Outputs. | 99.3631
31374 | SVX010A1-4A2B1 | G | The Eaton Cutler-Hammer SVX010A1-4A2B1 Adjustable Frequency Drive has hp, a Voltage , and a Frame Size. It also contains 8 Inputs and 4 Outputs. | 96.0526
31451 | SVX010A1-5A4N1 | G | <p>The Eaton Cutler-Hammer SVX010A1-5A4N1 Adjustable Frequency Drive has 10 hp, a 575V Voltage , and a FR6 Frame Size. It also contains 8 Inputs and 4 Outputs.</p> | 97.281
31439 | SVX010A2-4A1B1 | G | The Eaton Cutler-Hammer SVX010A2-4A1B1 Adjustable Frequency Drive has 10 hp, a 480V Voltage , and a FR5 Frame Size. It also contains 8 Inputs and 4 Outputs. | 96.5079
31375 | SVX015A1-2A1B1 | G | The Eaton Cutler-Hammer SVX015A1-2A1B1 Adjustable Frequency Drive has 15 hp, a 230V Voltage , and a FR6 Frame Size. It also contains 8 Inputs and 4 Outputs. | 98.7261
31376 | SVX015A1-4A1B1 | G | The Eaton Cutler-Hammer SVX015A1-4A1B1 Adjustable Frequency Drive has 15 hp, a 480V Voltage , and a FR5 Frame Size. It also contains 8 Inputs and 4 Outputs. | 98.0892
31452 | SVX015A1-5A4N1 | G | The Eaton Cutler-Hammer SVX015A1-5A4N1 Adjustable Frequency Drive has 15 hp, a 575V Voltage , and a FR6 Frame Size. It also contains 8 Inputs and 4 Outputs. | 98.7261
31404 | SVX020A1-2A1N1 | G | The Eaton Cutler-Hammer SVX020A1-2A1N1 Adjustable Frequency Drive has 20 hp, a 230V Voltage , and a FR7 Frame Size. It also contains 8 Inputs and 4 Outputs. | 98.7261
31377 | SVX020A1-4A1B1 | G | The Eaton Cutler-Hammer SVX020A1-4A1B1 Adjustable Frequency Drive has 20 hp, a 480V Voltage , and a FR6 Frame Size. It also contains 8 Inputs and 4 Outputs. | 98.7261
3540 | SVX020A24A1B1 | G | Eaton Drives-20HP 480 N12 PNL SVX9011
31378 | SVX020A2-4A1B1 | G | <p>The Eaton Cutler-Hammer SVX020A24A1B1 Adjustable Frequency Drive has 20 hp, a 480V Voltage , and a FR6 Frame Size. It also contains 8 Inputs and 4 Outputs.</p> | 96.6361
31469 | SVX020A2-5A4N1 | G | The Eaton Cutler-Hammer SVX020A2-5A4N1 Adjustable Frequency Drive has 20 hp, a 575V Voltage , and a FR6 Frame Size. It also contains 8 Inputs and 4 Outputs. | 97.7778
31405 | SVX025A1-2A1N1 | G | The Eaton Cutler-Hammer SVX025A1-2A1N1 Adjustable Frequency Drive has 25 hp, a 230V Voltage , and a FR7 Frame Size. It also contains 8 Inputs and 4 Outputs. | 97.4522
31379 | SVX025A1-4A1B1 | G | The Eaton Cutler-Hammer SVX025A1-4A1B1 Adjustable Frequency Drive has 25 hp, a 480V Voltage , and a FR6 Frame Size. It also contains 8 Inputs and 4 Outputs. | 97.7778
31454 | SVX025A1-5A4N1 | G | The Eaton Cutler-Hammer SVX025A1-5A4N1 Adjustable Frequency Drive has 25 hp, a 575V Voltage , and a FR6 Frame Size. It also contains 8 Inputs and 4 Outputs. | 98.0892
31406 | SVX030A1-2A1N1 | G | The Eaton Cutler-Hammer SVX030A1-2A1N1 Adjustable Frequency Drive has 30 hp, a 230V Voltage , and a FR7 Frame Size. It also contains 8 Inputs and 4 Outputs. | 98.0892
31380 | SVX030A1-4A1B1 | G | The Eaton Cutler-Hammer SVX030A1-4A1B1 Adjustable Frequency Drive has 30 hp, a 480V Voltage , and a FR6 Frame Size. It also contains 8 Inputs and 4 Outputs. | 98.4026
31394 | SVX030A1-5A4N1 | G | The Eaton Cutler-Hammer SVX030A1-5A4N1 Adjustable Frequency Drive has 30 hp, a 575V Voltage , and a FR7 Frame Size. It also contains 8 Inputs and 4 Outputs. | 98.0892
31407 | SVX040A1-2A1N1 | G | The Eaton Cutler-Hammer SVX040A1-2A1N1 Adjustable Frequency Drive has 40 hp, a 230V Voltage , and a FR8 Frame Size. It also contains 8 Inputs and 4 Outputs. | 98.0892
31381 | SVX040A1-4A1N1 | G | <p>The Eaton Cutler-Hammer SVX040A1-4A1N1 Adjustable Frequency Drive has 40 hp, a 480V Voltage , and a FR7 Frame Size. It also contains 8 Inputs and 4 Outputs.</p> | 96.5732
31382 | SVX040A1-5A4N1 | G | The Eaton Cutler-Hammer SVX040A1-5A4N1 Adjustable Frequency Drive has 40 hp, a 575V Voltage , and a FR7 Frame Size. It also contains 8 Inputs and 4 Outputs. | 98.7261
31383 | SVX040A2-4A1N1 | G | The Eaton Cutler-Hammer SVX040A2-4A1N1 Adjustable Frequency Drive has 40 hp, a 480V Voltage , and a FR7 Frame Size. It also contains 8 Inputs and 4 Outputs. | 98.7261
31408 | SVX050A1-2A1N1 | G | <p>The Eaton Cutler-Hammer SVX050A1-2A1N1 Adjustable Frequency Drive has 50 hp, a 230V Voltage , and a FR8 Frame Size. It also contains 8 Inputs and 4 Outputs.</p> | 96.5732
31392 | SVX050A1-4A1N1 | G | The Eaton Cutler-Hammer SVX050A1-4A1N1 Adjustable Frequency Drive has 50 hp, a 480V Voltage , and a FR7 Frame Size. It also contains 8 Inputs and 4 Outputs. | 99.3631
31455 | SVX050A1-5A4N1 | G | The Eaton Cutler-Hammer SVX050A1-5A4N1 Adjustable Frequency Drive has 50 hp, a 575V Voltage , and a FR8 Frame Size. It also contains 8 Inputs and 4 Outputs. | 98.7261
31426 | SVX050A2-2A1N1 | G | The Eaton Cutler-Hammer SVX050A2-2A1N1 Adjustable Frequency Drive has 50 hp, a 230V Voltage , and a FR8 Frame Size. It also contains 8 Inputs and 4 Outputs. | 96.8153
31395 | SVX050A2-4A1N1 | G | The Eaton Cutler-Hammer SVX050A2-4A1N1 Adjustable Frequency Drive has 50 hp, a 480V Voltage , and a FR7 Frame Size. It also contains 8 Inputs and 4 Outputs. | 98.0892
31393 | SVX060A1-4A1N1 | G | The Eaton Cutler-Hammer SVX060A1-4A1N1 Adjustable Frequency Drive has 60 hp, a 480V Voltage , and a FR7 Frame Size. It also contains 8 Inputs and 4 Outputs. | 98.0892
31456 | SVX060A1-5A4N1 | G | The Eaton Cutler-Hammer SVX060A1-5A4N1 Adjustable Frequency Drive has 60 hp, a 575V Voltage , and a FR8 Frame Size. It also contains 8 Inputs and 4 Outputs. | 97.4522
31384 | SVX075A1-4A1-N1 | G | The Eaton Cutler-Hammer SVX075A1-4A1-N1 Adjustable Frequency Drive has 75 hp, a 480V Voltage , and a FR8 Frame Size. It also contains 8 Inputs and 4 Outputs. | 99.0476
31441 | SVX075A2-4A1N1 | G | The Eaton Cutler-Hammer SVX075A2-4A1N1 Adjustable Frequency Drive has 75 hp, a 480V Voltage , and a FR8 Frame Size. It also contains 8 Inputs and 4 Outputs. | 97.7778
31397 | SVX100A1-4A1N1 | G | The Eaton Cutler-Hammer SVX100A1-4A1N1 Adjustable Frequency Drive has 100 hp, a 480V Voltage , and a FR8 Frame Size. It also contains 8 Inputs and 4 Outputs. | 98.1013
31476 | SVX100A2-5A4N1 | G | The Eaton Cutler-Hammer SVX100A2-5A4N1 Adjustable Frequency Drive has 100 hp, a 575V Voltage , and a FR9 Frame Size. It also contains 8 Inputs and 4 Outputs. | 95.8991
31398 | SVX125A1-4A1N1 | G | The Eaton Cutler-Hammer SVX125A1-4A1N1 Adjustable Frequency Drive has 125 hp, a 480V Voltage , and a FR8 Frame Size. It also contains 8 Inputs and 4 Outputs. | 99.3671
31443 | SVX125A2-4A1N1 | G | The Eaton Cutler-Hammer SVX125A2-4A1N1 Adjustable Frequency Drive has 125 hp, a 480V Voltage , and a FR8 Frame Size. It also contains 8 Inputs and 4 Outputs. | 95.8991
31430 | SVX150A1-4A1N1 | G | The Eaton Cutler-Hammer SVX150A1-4A1N1 Adjustable Frequency Drive has 150 hp, a 480V Voltage , and a FR9 Frame Size. It also contains 8 Inputs and 4 Outputs. | 97.4684
31431 | SVX200A1-4A1N1 | G | The Eaton Cutler-Hammer SVX200A1-4A1N1 Adjustable Frequency Drive has 200 hp, a 480V Voltage , and a FR9 Frame Size. It also contains 8 Inputs and 4 Outputs. | 96.5079
31399 | SVXF07A1-2A1B1 | G | The Eaton Cutler-Hammer SVXF07A1-2A1B1 Adjustable Frequency Drive has 0.75 hp, a 230V Voltage , and a FR4 Frame Size. It also contains 8 Inputs and 4 Outputs. | 97.1429
31385 | SVXF15A1-4A1B1 | G | The Eaton Cutler-Hammer SVXF15A1-4A1B1 Adjustable Frequency Drive has 1-1/2 hp, a 480V Voltage , and a FR4 Frame Size. It also contains 8 Inputs and 4 Outputs. | 96.5517
34477 | TL-A110P-BJ32AA | G | The Allen-Bradley TL-A110P-BJ32AA Low-inertia Servo Motor operates with a 200V Voltage and a 5000 rpm Rated Speed. It also has a 46mm or NEMA 17 Frame Size and Magnet Stack Length of 10. | 98.9305
34479 | TL-A110P-HJ32AA | G | <p>The Allen-Bradley TL-A110P-HJ32AA Low-inertia Servo Motor operates with a 200V Voltage and a 5000 rpm Rated Speed. It also has a 46mm or NEMA 17 Frame Size and Magnet Stack Length of 10.</p> | 97.1722
34480 | TL-A110P-HJ34AA | G | The Allen-Bradley TL-A110P-HJ34AA Low-inertia Servo Motor operates with a 200V Voltage and a 5000 rpm Rated Speed. It also has a 46mm or NEMA 17 Frame Size and Magnet Stack Length of 10. | 98.3957
34490 | TL-A120P-BJ34AA | G | The Allen-Bradley TL-A120P-BJ34AA Low-inertia Servo Motor operates with a 200V Voltage and a 5000 rpm Rated Speed. It also has a 46mm or NEMA 17 Frame Size and Magnet Stack Length of 20. | 98.3957
34503 | TL-A130P-BJ32AA | G | The Allen-Bradley TL-A130P-BJ32AA Low-inertia Servo Motor operates with a 200V Voltage and a 5000 rpm Rated Speed. It also has a 46mm or NEMA 17 Frame Size and Magnet Stack Length of 30. | 97.861
34508 | TL-A130P-HK34AN | G | The Allen-Bradley TL-A130P-HK34AN Low-inertia Servo Motor operates with a 200V Voltage and a 5000 rpm Rated Speed. It also has a 46mm or NEMA 17 Frame Size and Magnet Stack Length of 30. | 96
34518 | TL-A220P-BJ32AA | G | The Allen-Bradley TL-A220P-BJ32AA Low-inertia Servo Motor operates with a 200V Voltage and a 5000 rpm Rated Speed. It also has a 70 mm or NEMA 23 Frame Size and Magnet Stack Length of 20. | 98.9362
34519 | TL-A220P-BJ34AA | G | <p>The Allen-Bradley TL-A220P-BJ34AA Low-inertia Servo Motor operates with a 200V Voltage and a 5000 rpm Rated Speed. It also has a 70 mm or NEMA 23 Frame Size and Magnet Stack Length of 20.</p> | 98.9744
34520 | TL-A220P-HJ32AA | G | <p>The Allen-Bradley TL-A220P-HJ32AA Low-inertia Servo Motor operates with a 200V Voltage and a 5000 rpm Rated Speed. It also has a 70 mm or NEMA 23 Frame Size and Magnet Stack Length of 20.</p> | 98.9744
34521 | TL-A220P-HJ32AN | G | The Allen-Bradley TL-A220P-HJ32AN Low-inertia Servo Motor operates with a 200V Voltage and a 5000 rpm Rated Speed. It also has a 70 mm or NEMA 23 Frame Size and Magnet Stack Length of 20. | 97.8723
34532 | TL-A230P-BJ32AA | G | The Allen-Bradley TL-A230P-BJ32AA Low-inertia Servo Motor operates with a 200V Voltage and a 5000 rpm Rated Speed. It also has a 70 mm or NEMA 23 Frame Size and Magnet Stack Length of 30. | 99.4681
34533 | TL-A230P-BJ34AA | G | The Allen-Bradley TL-A230P-BJ34AA Low-inertia Servo Motor operates with a 200V Voltage and a 5000 rpm Rated Speed. It also has a 70 mm or NEMA 23 Frame Size and Magnet Stack Length of 30. | 98.4043
34534 | TL-A230P-HJ32AA | G | <p>The Allen-Bradley TL-A230P-HJ32AA Low-inertia Servo Motor operates with a 200V Voltage and a 5000 rpm Rated Speed. It also has a 70 mm or NEMA 23 Frame Size and Magnet Stack Length of 30.</p> | 99.4872
34535 | TL-A230P-HJ32AN | G | <p>The Allen-Bradley TL-A230P-HJ32AN Low-inertia Servo Motor operates with a 200V Voltage and a 5000 rpm Rated Speed. It also has a 70 mm or NEMA 23 Frame Size and Magnet Stack Length of 30.</p> | 99.4872
34537 | TL-A230P-HJ34AN | G | <p>The Allen-Bradley TL-A230P-HJ34AN Low-inertia Servo Motor operates with a 200V Voltage and a 5000 rpm Rated Speed. It also has a 70 mm or NEMA 23 Frame Size and Magnet Stack Length of 30.</p> | 98.4615
34544 | TL-A2530P-BJ32AA | G | The Allen-Bradley TL-A2530P-BJ32AA Low-inertia Servo Motor operates with a 200V Voltage and a 5000 rpm Rated Speed. It also has a 90mm or NEMA 34 Frame Size and Magnet Stack Length of 30. | 99.4681
34545 | TL-A2530P-BJ34AA | G | The Allen-Bradley TL-A2530P-BJ34AA Low-inertia Servo Motor operates with a 200V Voltage and a 5000 rpm Rated Speed. It also has a 90mm or NEMA 34 Frame Size and Magnet Stack Length of 30. | 99.4681
34547 | TL-A2530P-HJ32AN | G | The Allen-Bradley TL-A2530P-HJ32AN Low-inertia Servo Motor operates with a 200V Voltage and a 5000 rpm Rated Speed. It also has a 90mm or NEMA 34 Frame Size and Magnet Stack Length of 30. | 98.9362
34548 | TL-A2530P-HJ34AA | G | The Allen-Bradley TL-A2530P-HJ34AA Low-inertia Servo Motor operates with a 200V Voltage and a 5000 rpm Rated Speed. It also has a 90mm or NEMA 34 Frame Size and Magnet Stack Length of 30. | 98.9362
34549 | TL-A2530P-HJ34AN | G | <p>The Allen-Bradley TL-A2530P-HJ34AN Low-inertia Servo Motor operates with a 200V Voltage and a 5000 rpm Rated Speed. It also has a 90mm or NEMA 34 Frame Size and Magnet Stack Length of 30.</p> | 98.4615
34558 | TL-A2540P-BJ32AA | G | The Allen-Bradley TL-A2540P-BJ32AA Low-inertia Servo Motor operates with a 200V Voltage and a 5000 rpm Rated Speed. It also has a 90mm or NEMA 34 Frame Size and Magnet Stack Length of 40. | 98.9362
34560 | TL-A2540P-HJ32AA | G | <p>The Allen-Bradley TL-A2540P-HJ32AA Low-inertia Servo Motor operates with a 200V Voltage and a 5000 rpm Rated Speed. It also has a 90mm or NEMA 34 Frame Size and Magnet Stack Length of 40.</p> | 99.4872
34561 | TL-A2540P-HJ32AN | G | <p>The Allen-Bradley TL-A2540P-HJ32AN Low-inertia Servo Motor operates with a 200V Voltage and a 5000 rpm Rated Speed. It also has a 90mm or NEMA 34 Frame Size and Magnet Stack Length of 40.</p> | 96.6057
34568 | TL-A410M-BJ32AA | G | The Allen-Bradley TL-A410M-BJ32AA Low-inertia Servo Motor operates with a 200V Voltage and a 4500 rpm Rated Speed. It also has a 115mm Frame Size and Magnet Stack Length of 10. | 96.9529
34473 | TLY-A110P-BJ62AA | G | The Allen-Bradley TLY-A110P-BJ62AA Low-inertia Servo Motor operates with a 200V Voltage and a 5000 rpm Rated Speed. It also has a 46mm or NEMA 17 Frame Size and Magnet Stack Length of 10. | 99.4681
34474 | TLY-A110P-BJ64AA | G | The Allen-Bradley TLY-A110P-BJ64AA Low-inertia Servo Motor operates with a 200V Voltage and a 5000 rpm Rated Speed. It also has a 46mm or NEMA 17 Frame Size and Magnet Stack Length of 10. | 98.9362
34475 | TLY-A110T-HJ62AA | G | The Allen-Bradley TLY-A110T-HJ62AA Low-inertia Servo Motor operates with a 200V Voltage and a 6000 rpm Rated Speed. It also has a 46mm or NEMA 17 Frame Size and Magnet Stack Length of 10. | 99.4681
34476 | TLY-A110T-HJ64AA | G | The Allen-Bradley TLY-A110T-HJ64AA Low-inertia Servo Motor operates with a 200V Voltage and a 6000 rpm Rated Speed. It also has a 46mm or NEMA 17 Frame Size and Magnet Stack Length of 10. | 98.9362
34481 | TLY-A120P-BJ62AA | G | The Allen-Bradley TLY-A120P-BJ62AA Low-inertia Servo Motor operates with a 200V Voltage and a 5000 rpm Rated Speed. It also has a 46mm or NEMA 17 Frame Size and Magnet Stack Length of 20. | 98.9362
34482 | TLY-A120P-BJ64AA | G | <p>The Allen-Bradley TLY-A120P-BJ64AA Low-inertia Servo Motor operates with a 200V Voltage and a 5000 rpm Rated Speed. It also has a 46mm or NEMA 17 Frame Size and Magnet Stack Length of 20.</p> | 97.9487
34483 | TLY-A120T-HJ62AA | G | The Allen-Bradley TLY-A120T-HJ62AA Low-inertia Servo Motor operates with a 200V Voltage and a 6000 rpm Rated Speed. It also has a 46mm or NEMA 17 Frame Size and Magnet Stack Length of 20. | 98.9362
34485 | TLY-A120T-HK62AA | G | <p>The Allen-Bradley TLY-A120T-HK62AA Low-inertia Servo Motor operates with a 200V Voltage and a 6000 rpm Rated Speed. It also has a 46mm or NEMA 17 Frame Size and Magnet Stack Length of 20.</p> | 99.4872
34486 | TLY-A120T-HK62AN | G | The Allen-Bradley TLY-A120T-HK62AN Low-inertia Servo Motor operates with a 200V Voltage and a 6000 rpm Rated Speed. It also has a 46mm or NEMA 17 Frame Size and Magnet Stack Length of 20. | 99.4681
34487 | TLY-A120T-HK64AA | G | <p>The Allen-Bradley TLY-A120T-HK64AA Low-inertia Servo Motor operates with a 200V Voltage and a 6000 rpm Rated Speed. It also has a 46mm or NEMA 17 Frame Size and Magnet Stack Length of 20.</p> | 97.9487
34488 | TLY-A120T-HK64AN | G | The Allen-Bradley TLY-A120T-HK64AN Low-inertia Servo Motor operates with a 200V Voltage and a 6000 rpm Rated Speed. It also has a 46mm or NEMA 17 Frame Size and Magnet Stack Length of 20. | 98.9362
34495 | TLY-A130P-BJ62AA | G | The Allen-Bradley TLY-A130P-BJ62AA Low-inertia Servo Motor operates with a 200V Voltage and a 5000 rpm Rated Speed. It also has a 46mm or NEMA 17 Frame Size and Magnet Stack Length of 30. | 99.4681
34496 | TLY-A130P-BJ64AA | G | The Allen-Bradley TLY-A130P-BJ64AA Low-inertia Servo Motor operates with a 200V Voltage and a 5000 rpm Rated Speed. It also has a 46mm or NEMA 17 Frame Size and Magnet Stack Length of 30. | 98.6667
34497 | TLY-A130T-HJ62AA | G | The Allen-Bradley TLY-A130T-HJ62AA Low-inertia Servo Motor operates with a 200V Voltage and a 6000 rpm Rated Speed. It also has a 46mm or NEMA 17 Frame Size and Magnet Stack Length of 30. | 99.4681
34498 | TLY-A130T-HJ64AA | G | The Allen-Bradley TLY-A130T-HJ64AA Low-inertia Servo Motor operates with a 200V Voltage and a 6000 rpm Rated Speed. It also has a 46mm or NEMA 17 Frame Size and Magnet Stack Length of 30. | 99.4681
34499 | TLY-A130T-HK62AA | G | The Allen-Bradley TLY-A130T-HK62AA Low-inertia Servo Motor operates with a 200V Voltage and a 6000 rpm Rated Speed. It also has a 46mm or NEMA 17 Frame Size and Magnet Stack Length of 30. | 99.4681
34500 | TLY-A130T-HK62AN | G | <p>The Allen-Bradley TLY-A130T-HK62AN Low-inertia Servo Motor operates with a 200V Voltage and a 6000 rpm Rated Speed. It also has a 46mm or NEMA 17 Frame Size and Magnet Stack Length of 30.</p> | 97.1279
34501 | TLY-A130T-HK64AA | G | The Allen-Bradley TLY-A130T-HK64AA Low-inertia Servo Motor operates with a 200V Voltage and a 6000 rpm Rated Speed. It also has a 46mm or NEMA 17 Frame Size and Magnet Stack Length of 30. | 99.4681
34502 | TLY-A130T-HK64AN | G | The Allen-Bradley TLY-A130T-HK64AN Low-inertia Servo Motor operates with a 200V Voltage and a 6000 rpm Rated Speed. It also has a 46mm or NEMA 17 Frame Size and Magnet Stack Length of 30. | 98.1333
34509 | TLY-A220P-BJ62AA | G | The Allen-Bradley TLY-A220P-BJ62AA Low-inertia Servo Motor operates with a 200V Voltage and a 5000 rpm Rated Speed. It also has a 70 mm or NEMA 23 Frame Size and Magnet Stack Length of 20. | 99.4709
34510 | TLY-A220P-BJ64AA | G | The Allen-Bradley TLY-A220P-BJ64AA Low-inertia Servo Motor operates with a 200V Voltage and a 5000 rpm Rated Speed. It also has a 70 mm or NEMA 23 Frame Size and Magnet Stack Length of 20. | 98.9418
34512 | TLY-A220T-HJ62AN | G | The Allen-Bradley TLY-A220T-HJ62AN Low-inertia Servo Motor operates with a 200V Voltage and a 6000 rpm Rated Speed. It also has a 70 mm or NEMA 23 Frame Size and Magnet Stack Length of 20. | 98.9418
34513 | TLY-A220T-HJ64AA | G | The Allen-Bradley TLY-A220T-HJ64AA Low-inertia Servo Motor operates with a 200V Voltage and a 6000 rpm Rated Speed. It also has a 70 mm or NEMA 23 Frame Size and Magnet Stack Length of 20. | 99.4709
34514 | TLY-A220T-HJ64AN | G | <p>The Allen-Bradley TLY-A220T-HJ64AN Low-inertia Servo Motor operates with a 200V Voltage and a 6000 rpm Rated Speed. It also has a 70 mm or NEMA 23 Frame Size and Magnet Stack Length of 20.</p> | 98.9796
34515 | TLY-A220T-HK62AA | G | The Allen-Bradley TLY-A220T-HK62AA Low-inertia Servo Motor operates with a 200V Voltage and a 6000 rpm Rated Speed. It also has a 70 mm or NEMA 23 Frame Size and Magnet Stack Length of 20. | 99.4709
34517 | TLY-A220T-HK64AA | G | The Allen-Bradley TLY-A220T-HK64AA Low-inertia Servo Motor operates with a 200V Voltage and a 6000 rpm Rated Speed. It also has a 70 mm or NEMA 23 Frame Size and Magnet Stack Length of 20. | 98.9418
34524 | TLY-A230P-BJ62AA | G | The Allen-Bradley TLY-A230P-BJ62AA Low-inertia Servo Motor operates with a 200V Voltage and a 5000 rpm Rated Speed. It also has a 70 mm or NEMA 23 Frame Size and Magnet Stack Length of 30. | 99.4709
34525 | TLY-A230P-BJ64AA | G | The Allen-Bradley TLY-A230P-BJ64AA Low-inertia Servo Motor operates with a 200V Voltage and a 5000 rpm Rated Speed. It also has a 70 mm or NEMA 23 Frame Size and Magnet Stack Length of 30. | 99.2042
34526 | TLY-A230T-HJ62AA | G | The Allen-Bradley TLY-A230T-HJ62AA Low-inertia Servo Motor operates with a 200V Voltage and a 6000 rpm Rated Speed. It also has a 70 mm or NEMA 23 Frame Size and Magnet Stack Length of 30. | 99.4709
34527 | TLY-A230T-HJ62AN | G | The Allen-Bradley TLY-A230T-HJ62AN Low-inertia Servo Motor operates with a 200V Voltage and a 6000 rpm Rated Speed. It also has a 70 mm or NEMA 23 Frame Size and Magnet Stack Length of 30. | 98.9418
34528 | TLY-A230T-HJ64AA | G | The Allen-Bradley TLY-A230T-HJ64AA Low-inertia Servo Motor operates with a 200V Voltage and a 6000 rpm Rated Speed. It also has a 70 mm or NEMA 23 Frame Size and Magnet Stack Length of 30. | 99.4709
34529 | TLY-A230T-HJ64AN | G | <p>The Allen-Bradley TLY-A230T-HJ64AN Low-inertia Servo Motor operates with a 200V Voltage and a 6000 rpm Rated Speed. It also has a 70 mm or NEMA 23 Frame Size and Magnet Stack Length of 30.</p> | 98.2097
34530 | TLY-A230T-HK62AA | G | The Allen-Bradley TLY-A230T-HK62AA Low-inertia Servo Motor operates with a 200V Voltage and a 6000 rpm Rated Speed. It also has a 70 mm or NEMA 23 Frame Size and Magnet Stack Length of 30. | 99.4709
34531 | TLY-A230T-HK64AA | G | The Allen-Bradley TLY-A230T-HK64AA Low-inertia Servo Motor operates with a 200V Voltage and a 6000 rpm Rated Speed. It also has a 70 mm or NEMA 23 Frame Size and Magnet Stack Length of 30. | 97.0822
34538 | TLY-A2530P-BJ62AA | G | <p>The Allen-Bradley TLY-A2530P-BJ62AA Low-inertia Servo Motor operates with a 200V Voltage and a 5000 rpm Rated Speed. It also has a 90mm or NEMA 34 Frame Size and Magnet Stack Length of 30.</p> | 98.9796
34539 | TLY-A2530P-BJ64AA | G | The Allen-Bradley TLY-A2530P-BJ64AA Low-inertia Servo Motor operates with a 200V Voltage and a 5000 rpm Rated Speed. It also has a 90mm or NEMA 34 Frame Size and Magnet Stack Length of 30. | 99.2042
34540 | TLY-A2530P-HJ62AA | G | The Allen-Bradley TLY-A2530P-HJ62AA Low-inertia Servo Motor operates with a 200V Voltage and a 5000 rpm Rated Speed. It also has a 90mm or NEMA 34 Frame Size and Magnet Stack Length of 30. | 99.4709
34541 | TLY-A2530P-HJ62AN | G | The Allen-Bradley TLY-A2530P-HJ62AN Low-inertia Servo Motor operates with a 200V Voltage and a 5000 rpm Rated Speed. It also has a 90mm or NEMA 34 Frame Size and Magnet Stack Length of 30. | 99.4709
34542 | TLY-A2530P-HJ64AA | G | <p>The Allen-Bradley TLY-A2530P-HJ64AA Low-inertia Servo Motor operates with a 200V Voltage and a 5000 rpm Rated Speed. It also has a 90mm or NEMA 34 Frame Size and Magnet Stack Length of 30.</p> | 98.7212
34543 | TLY-A2530P-HJ64AN | G | The Allen-Bradley TLY-A2530P-HJ64AN Low-inertia Servo Motor operates with a 200V Voltage and a 5000 rpm Rated Speed. It also has a 90mm or NEMA 34 Frame Size and Magnet Stack Length of 30. | 98.6737
34550 | TLY-A2540P-BJ62AA | G | The Allen-Bradley TLY-A2540P-BJ62AA Low-inertia Servo Motor operates with a 200V Voltage and a 5000 rpm Rated Speed. It also has a 90mm or NEMA 34 Frame Size and Magnet Stack Length of 40. | 99.4709
34551 | TLY-A2540P-BJ64AA | G | <p>The Allen-Bradley TLY-A2540P-BJ64AA Low-inertia Servo Motor operates with a 200V Voltage and a 5000 rpm Rated Speed. It also has a 90mm or NEMA 34 Frame Size and Magnet Stack Length of 40.</p> | 98.9796
34552 | TLY-A2540P-HJ62AA | G | The Allen-Bradley TLY-A2540P-HJ62AA Low-inertia Servo Motor operates with a 200V Voltage and a 5000 rpm Rated Speed. It also has a 90mm or NEMA 34 Frame Size and Magnet Stack Length of 40. | 99.4709
34553 | TLY-A2540P-HJ62AN | G | The Allen-Bradley TLY-A2540P-HJ62AN Low-inertia Servo Motor operates with a 200V Voltage and a 5000 rpm Rated Speed. It also has a 90mm or NEMA 34 Frame Size and Magnet Stack Length of 40. | 98.9418
34554 | TLY-A2540P-HJ64AA | G | The Allen-Bradley TLY-A2540P-HJ64AA Low-inertia Servo Motor operates with a 200V Voltage and a 5000 rpm Rated Speed. It also has a 90mm or NEMA 34 Frame Size and Magnet Stack Length of 40. | 99.4709
34555 | TLY-A2540P-HJ64AN | G | <p>The Allen-Bradley TLY-A2540P-HJ64AN Low-inertia Servo Motor operates with a 200V Voltage and a 5000 rpm Rated Speed. It also has a 90mm or NEMA 34 Frame Size and Magnet Stack Length of 40.</p> | 98.7212
34557 | TLY-A2540P-HK64AA | G | The Allen-Bradley TLY-A2540P-HK64AA Low-inertia Servo Motor operates with a 200V Voltage and a 5000 rpm Rated Speed. It also has a 90mm or NEMA 34 Frame Size and Magnet Stack Length of 40. | 98.6737
34564 | TLY-A310M-BJ62AA | G | The Allen-Bradley TLY-A310M-BJ62AA Low-inertia Servo Motor operates with a 200V Voltage and a 4500 rpm Rated Speed. It also has a 100mm Frame Size and Magnet Stack Length of 10. | 97.191
33423 | VPL-A0631E-CJ12AA | G | <p>The Allen-Bradley VPL-A0631E-CJ12AA Low-inertia Servo Motor has a 200V Voltage and a 3500 rpm Rated Speed. It also contains a 63 mm Frame Size and an IEC metric, free mounting holes (type FF) Mounting Flange.</p> | 97.6852
33432 | VPL-A0631E-PK14AA | G | The Allen-Bradley VPL-A0631E-PK14AA Low-inertia Servo Motor has a 200V Voltage and a 3500 rpm Rated Speed. It also contains a 63 mm Frame Size and an IEC metric, free mounting holes (type FF) Mounting Flange. | 97.6077
33433 | VPL-A0631M-PJ12AA | G | The Allen-Bradley VPL-A0631M-PJ12AA Low-inertia Servo Motor has a 200V Voltage and a 6000 rpm Rated Speed. It also contains a 63 mm Frame Size and an IEC metric, free mounting holes (type FF) Mounting Flange. | 98.5646
33445 | VPL-A0632F-PJ12AA | G | The Allen-Bradley VPL-A0632F-PJ12AA Low-inertia Servo Motor has a 200V Voltage and a 4500 rpm Rated Speed. It also contains a 63 mm Frame Size and an IEC metric, free mounting holes (type FF) Mounting Flange. | 98.5646
33460 | VPL-A0633C-PJ14AA | G | <p>The Allen-Bradley VPL-A0633C-PJ14AA&nbsp; Low-inertia Servo Motor has a 200V Voltage and a 2500 rpm Rated Speed. It also contains a 63 mm Frame Size and an IEC metric, free mounting holes (type FF) Mounting Flange.</p> | 96.8037
33469 | VPL-A0633F-PJ12AS | G | <p>The Allen-Bradley VPL-A0633F-PJ12AS Low-inertia Servo Motor has a 200V Voltage and a 4500 rpm Rated Speed. It also contains a 63 mm Frame Size and an IEC metric, free mounting holes (type FF) Mounting Flange.</p> | 97.2222
33480 | VPL-A0751E-PJ12AA | G | The Allen-Bradley VPL-A0751E-PJ12AA Low-inertia Servo Motor has a 200V Voltage and a 3500 rpm Rated Speed. It also contains a 75 mm Frame Size and an IEC metric, free mounting holes (type FF) Mounting Flange. | 99.5215
33514 | VPL-A0753E-PJ12AA | G | The Allen-Bradley VPL-A0753E-PJ12AA Low-inertia Servo Motor has a 200V Voltage and a 3500 rpm Rated Speed. It also contains a 75 mm Frame Size and an IEC metric, free mounting holes (type FF) Mounting Flange. | 99.0431
33517 | VPL-A0753E-PK12AA | G | <p>The Allen-Bradley VPL-A0753E-PK12AA Low-inertia Servo Motor has a 200V Voltage and a 3500 rpm Rated Speed. It also contains a 75 mm Frame Size and an IEC metric, free mounting holes (type FF) Mounting Flange.</p> | 98.1481
33525 | VPL-A1001C-PK12AA | G | <p>The Allen-Bradley VPL-A1001C-PK12AA Low-inertia Servo Motor has a 200V Voltage and a 2500 rpm Rated Speed. It also contains a 100 mm Frame Size and an IEC metric, free mounting holes (type FF) Mounting Flange.</p> | 99.5392
33532 | VPL-A1001M-CJ12AS | G | The Allen-Bradley VPL-A1001M-CJ12AS Low-inertia Servo Motor has a 200V Voltage and a 6000 rpm Rated Speed. It also contains a 100 mm Frame Size and an IEC metric, free mounting holes (type FF) Mounting Flange. | 98.0952
33533 | VPL-A1001M-PJ12AA | G | <p>The Allen-Bradley VPL-A1001M-PJ12AA Low-inertia Servo Motor has a 200V Voltage and a 6000 rpm Rated Speed. It also contains a 100 mm Frame Size and an IEC metric, free mounting holes (type FF) Mounting Flange.</p> | 98.6175
33537 | VPL-A1002C-CJ12AA | G | The Allen-Bradley VPL-A1002C-CJ12AA Low-inertia Servo Motor has a 200V Voltage and a 2500 rpm Rated Speed. It also contains a 100 mm Frame Size and an IEC metric, free mounting holes (type FF) Mounting Flange. | 99.0521
33538 | VPL-A1002C-CJ12AS | G | The Allen-Bradley VPL-A1002C-CJ12ASÂ Low-inertia Servo Motor has a 200V Voltage and a 2500 rpm Rated Speed. It also contains a 100 mm Frame Size and an IEC metric, free mounting holes (type FF) Mounting Flange. | 98.1132
33546 | VPL-A1002C-PK12AA | G | <p>The Allen-Bradley VPL-A1002C-PK12AA Low-inertia Servo Motor has a 200V Voltage and a 2500 rpm Rated Speed. It also contains a 100 mm Frame Size and an IEC metric, free mounting holes (type FF) Mounting Flange.</p> | 98.1567
33549 | VPL-A1002F-CJ12AA | G | The Allen-Bradley VPL-A1002F-CJ12AA Low-inertia Servo Motor has a 200V Voltage and a 4500 rpm Rated Speed. It also contains a 100 mm Frame Size and an IEC metric, free mounting holes (type FF) Mounting Flange. | 98.5782
33571 | VPL-A1003E-CJ12AA | G | <p>The Allen-Bradley VPL-A1003E-CJ12AA&nbsp; Low-inertia Servo Motor has a 200V Voltage and a 3500 rpm Rated Speed. It also contains a 100 mm Frame Size and an IEC metric, free mounting holes (type FF) Mounting Flange.</p> | 97.3094
33590 | VPL-A1003F-PJ12AA | G | The Allen-Bradley VPL-A1003F-PJ12AAÂ Low-inertia Servo Motor has a 200V Voltage and a 4500 rpm Rated Speed. It also contains a 100 mm Frame Size and an IEC metric, free mounting holes (type FF) Mounting Flange. | 99.5283
33592 | VPL-A1003F-PJ14AA | G | The Allen-Bradley VPL-A1003F-PJ14AAÂ Low-inertia Servo Motor has a 200V Voltage and a 4500 rpm Rated Speed. It also contains a 100 mm Frame Size and an IEC metric, free mounting holes (type FF) Mounting Flange. | 98.5849
33613 | VPL-A1152F-CJ12AA | G | The Allen-Bradley VPL-A1152F-CJ12AA Low-inertia Servo Motor has a 200V Voltage and a 4500 rpm Rated Speed. It also contains a 115 mm Frame Size and an IEC metric, free mounting holes (type FF) Mounting Flange. | 98.5714
33618 | VPL-A1152F-PJ12AS | G | <p>The Allen-Bradley VPL-A1152F-PJ12AS Low-inertia Servo Motor has a 200V Voltage and a 4500 rpm Rated Speed. It also contains a 115 mm Frame Size and an IEC metric, free mounting holes (type FF) Mounting Flange.</p> | 98.1567
33627 | VPL-A1153C-PJ12AA | G | <p>The Allen-Bradley VPL-A1153C-PJ12AA Low-inertia Servo Motor has a 200V Voltage and a 2500 rpm Rated Speed. It also contains a 115 mm Frame Size and an IEC metric, free mounting holes (type FF) Mounting Flange.</p> | 99.5392
33629 | VPL-A1153C-PK12AA | G | <p>The Allen-Bradley VPL-A1153C-PK12AA Low-inertia Servo Motor has a 200V Voltage and a 2500 rpm Rated Speed. It also contains a 115 mm Frame Size and an IEC metric, free mounting holes (type FF) Mounting Flange.</p> | 97.6959
33659 | VPL-A1304D-PJ14AA | G | <p>The Allen-Bradley VPL-A1304D-PJ14AA Low-inertia Servo Motor has a 200V Voltage and a 3000 rpm Rated Speed. It also contains a 130 mm Frame Size and an IEC metric, free mounting holes (type FF) Mounting Flange.</p> | 97.235
33672 | VPL-B0631T-CJ12AA | G | <p>The Allen-Bradley VPL-B0631T-CJ12AA Low-inertia Servo Motor has a 400V Voltage and a 6750 rpm Rated Speed. It also contains a 63 mm Frame Size and an IEC metric, free mounting holes (type FF) Mounting Flange.</p> | 99.537
33679 | VPL-B0631T-PJ12AA | G | <p>The Allen-Bradley VPL-B0631T-PJ12AA Low-inertia Servo Motor has a 400V Voltage and a 6750 rpm Rated Speed. It also contains a 63 mm Frame Size and an IEC metric, free mounting holes (type FF) Mounting Flange.</p> | 99.0741
33681 | VPL-B0631T-PJ14AA | G | The Allen-Bradley VPL-B0631T-PJ14AA Low-inertia Servo Motor has a 400V Voltage and a 6750 rpm Rated Speed. It also contains a 63 mm Frame Size and an IEC metric, free mounting holes (type FF) Mounting Flange. | 99.5215
33693 | VPL-B0631U-PJ12AA | G | The Allen-Bradley VPL-B0631U-PJ12AA Low-inertia Servo Motor has a 400V Voltage and a 8000 rpm Rated Speed. It also contains a 63 mm Frame Size and an IEC metric, free mounting holes (type FF) Mounting Flange. | 99.5215
33695 | VPL-B0631U-PJ14AA | G | The Allen-Bradley VPL-B0631U-PJ14AAÂ Low-inertia Servo Motor has a 400V Voltage and a 8000 rpm Rated Speed. It also contains a 63 mm Frame Size and an IEC metric, free mounting holes (type FF) Mounting Flange. | 99.5261
33696 | VPL-B0631U-PK12AA | G | The Allen-Bradley VPL-B0631U-PK12AA Low-inertia Servo Motor has a 400V Voltage and a 8000 rpm Rated Speed. It also contains a 63 mm Frame Size and an IEC metric, free mounting holes (type FF) Mounting Flange. | 99.0476
33697 | VPL-B0631U-PK14AA | G | The Allen-Bradley VPL-B0631U-PK14AAÂ Low-inertia Servo Motor has a 400V Voltage and a 8000 rpm Rated Speed. It also contains a 63 mm Frame Size and an IEC metric, free mounting holes (type FF) Mounting Flange. | 98.1043
33699 | VPL-B0632F-CJ12AA | G | The Allen-Bradley VPL-B0632F-CJ12AA Low-inertia Servo Motor has a 400V Voltage and a 4500 rpm Rated Speed. It also contains a 63 mm Frame Size and an IEC metric, free mounting holes (type FF) Mounting Flange. | 98.0861
33712 | VPL-B0632F-PK14AA | G | <p>The Allen-Bradley VPL-B0632F-PK14AA Low-inertia Servo Motor has a 400V Voltage and a 4500 rpm Rated Speed. It also contains a 63 mm Frame Size and an IEC metric, free mounting holes (type FF) Mounting Flange.</p> | 98.3834
33714 | VPL-B0632T-CJ12AA | G | <p>The Allen-Bradley VPL-B0632T-CJ12AA Low-inertia Servo Motor has a 400V Voltage and a 6750 rpm Rated Speed. It also contains a 63 mm Frame Size and an IEC metric, free mounting holes (type FF) Mounting Flange.</p> | 98.1481
33721 | VPL-B0632T-PJ12AA | G | The Allen-Bradley VPL-B0632T-PJ12AA Low-inertia Servo Motor has a 400V Voltage and a 6750 rpm Rated Speed. It also contains a 63 mm Frame Size and an IEC metric, free mounting holes (type FF) Mounting Flange. | 99.5215
33722 | VPL-B0632T-PJ12AS | G | The Allen-Bradley VPL-B0632T-PJ12AS Low-inertia Servo Motor has a 400V Voltage and a 6750 rpm Rated Speed. It also contains a 63 mm Frame Size and an IEC metric, free mounting holes (type FF) Mounting Flange. | 99.0431
33723 | VPL-B0632T-PJ14AA | G | The Allen-Bradley VPL-B0632T-PJ14AA Low-inertia Servo Motor has a 400V Voltage and a 6750 rpm Rated Speed. It also contains a 63 mm Frame Size and an IEC metric, free mounting holes (type FF) Mounting Flange. | 99.0431
33731 | VPL-B0633M-CJ12AA | G | <p>The Allen-Bradley VPL-B0633M-CJ12AA Low-inertia Servo Motor has a 400V Voltage and a 6000 rpm Rated Speed. It also contains a 63 mm Frame Size and an IEC metric, free mounting holes (type FF) Mounting Flange.</p> | 98.6111
33738 | VPL-B0633M-PJ12AA | G | The Allen-Bradley VPL-B0633M-PJ12AA Low-inertia Servo Motor has a 400V Voltage and a 6000 rpm Rated Speed. It also contains a 63 mm Frame Size and an IEC metric, free mounting holes (type FF) Mounting Flange. | 99.5215
33740 | VPL-B0633M-PJ14AA | G | The Allen-Bradley VPL-B0633M-PJ14AAÂ Low-inertia Servo Motor has a 400V Voltage and a 6000 rpm Rated Speed. It also contains a 63 mm Frame Size and an IEC metric, free mounting holes (type FF) Mounting Flange. | 98.5714
33742 | VPL-B0633M-PK12AA | G | The Allen-Bradley VPL-B0633M-PK12AA Low-inertia Servo Motor has a 400V Voltage and a 6000 rpm Rated Speed. It also contains a 63 mm Frame Size and an IEC metric, free mounting holes (type FF) Mounting Flange. | 98.5646
33744 | VPL-B0633M-PK14AA | G | <p>The Allen-Bradley VPL-B0633M-PK14AA Low-inertia Servo Motor has a 400V Voltage and a 6000 rpm Rated Speed. It also contains a 63 mm Frame Size and an IEC metric, free mounting holes (type FF) Mounting Flange.</p> | 96.9977
33757 | VPL-B0633T-PK12AA | G | The Allen-Bradley VPL-B0633T-PK12AA Low-inertia Servo Motor has a 400V Voltage and a 6750 rpm Rated Speed. It also contains a 63 mm Frame Size and an IEC metric, free mounting holes (type FF) Mounting Flange. | 99.5215
33759 | VPL-B0633T-PK14AA | G | The Allen-Bradley VPL-B0633T-PK14AA Low-inertia Servo Motor has a 400V Voltage and a 6750 rpm Rated Speed. It also contains a 63 mm Frame Size and an IEC metric, free mounting holes (type FF) Mounting Flange. | 97.3747
33784 | VPL-B0752E-PJ14AA | G | <p>The Allen-Bradley VPL-B0752E-PJ14AA&nbsp; Low-inertia Servo Motor has a 400V Voltage and a 3500 rpm Rated Speed. It also contains a 75 mm Frame Size and an IEC metric, free mounting holes (type FF) Mounting Flange.</p> | 98.1982
33785 | VPL-B0752E-PJ14AS | G | <p>The Allen-Bradley VPL-B0752E-PJ14AS Low-inertia Servo Motor has a 400V Voltage and a 3500 rpm Rated Speed. It also contains a 75 mm Frame Size and an IEC metric, free mounting holes (type FF) Mounting Flange.</p> | 99.0741
33788 | VPL-B0752E-PK14AA | G | <p>The Allen-Bradley VPL-B0752E-PK14AA Low-inertia Servo Motor has a 400V Voltage and a 3500 rpm Rated Speed. It also contains a 75 mm Frame Size and an IEC metric, free mounting holes (type FF) Mounting Flange.</p> | 98.1481
33793 | VPL-B0752F-CK12AA | G | <p>The Allen-Bradley VPL-B0752F-CK12AA Low-inertia Servo Motor has a 400V Voltage and a 4500 rpm Rated Speed. It also contains a 75 mm Frame Size and an IEC metric, free mounting holes (type FF) Mounting Flange.</p> | 98.3834
33811 | VPL-B0752M-PJ12AA | G | The Allen-Bradley VPL-B0752M-PJ12AAÂ Low-inertia Servo Motor has a 400V Voltage and a 6000 rpm Rated Speed. It also contains a 75 mm Frame Size and an IEC metric, free mounting holes (type FF) Mounting Flange. | 99.0476
33814 | VPL-B0752M-PK12AA | G | The Allen-Bradley VPL-B0752M-PK12AA Low-inertia Servo Motor has a 400V Voltage and a 6000 rpm Rated Speed. It also contains a 75 mm Frame Size and an IEC metric, free mounting holes (type FF) Mounting Flange. | 99.5215
33827 | VPL-B0753E-PJ12AA | G | The Allen-Bradley VPL-B0753E-PJ12AA Low-inertia Servo Motor has a 400V Voltage and a 3500 rpm Rated Speed. It also contains a 75 mm Frame Size and an IEC metric, free mounting holes (type FF) Mounting Flange. | 99.5215
33829 | VPL-B0753E-PJ14AA | G | The Allen-Bradley VPL-B0753E-PJ14AA Low-inertia Servo Motor has a 400V Voltage and a 3500 rpm Rated Speed. It also contains a 75 mm Frame Size and an IEC metric, free mounting holes (type FF) Mounting Flange. | 99.0431
33842 | VPL-B0753F-PJ12AA | G | The Allen-Bradley VPL-B0753F-PJ12AA Low-inertia Servo Motor has a 400V Voltage and a 4500 rpm Rated Speed. It also contains a 75 mm Frame Size and an IEC metric, free mounting holes (type FF) Mounting Flange. | 99.5215
33844 | VPL-B0753F-PJ14AA | G | The Allen-Bradley VPL-B0753F-PJ14AA Low-inertia Servo Motor has a 400V Voltage and a 4500 rpm Rated Speed. It also contains a 75 mm Frame Size and an IEC metric, free mounting holes (type FF) Mounting Flange. | 98.0861
33858 | VPL-B0753M-PJ12AA | G | The Allen-Bradley VPL-B0753M-PJ12AA Low-inertia Servo Motor has a 400V Voltage and a 6000 rpm Rated Speed. It also contains a 75 mm Frame Size and an IEC metric, free mounting holes (type FF) Mounting Flange. | 99.5215
33860 | VPL-B0753M-PJ14AA | G | <p>The Allen-Bradley VPL-B0753M-PJ14AA&nbsp; Low-inertia Servo Motor has a 400V Voltage and a 6000 rpm Rated Speed. It also contains a 75 mm Frame Size and an IEC metric, free mounting holes (type FF) Mounting Flange.</p> | 96.6292
33862 | VPL-B0753M-PK12AA | G | The Allen-Bradley VPL-B0753M-PK12AA Low-inertia Servo Motor has a 400V Voltage and a 6000 rpm Rated Speed. It also contains a 75 mm Frame Size and an IEC metric, free mounting holes (type FF) Mounting Flange. | 97.3747
33868 | VPL-B1001M-CJ12AA | G | <p>The Allen-Bradley VPL-B1001M-CJ12AA Low-inertia Servo Motor has a 400V Voltage and a 6000 rpm Rated Speed. It also contains a 100 mm Frame Size and an IEC metric, free mounting holes (type FF) Mounting Flange.</p> | 99.5392
33871 | VPL-B1001M-CK12AA | G | The Allen-Bradley VPL-B1001M-CK12AA Low-inertia Servo Motor has a 400V Voltage and a 6000 rpm Rated Speed. It also contains a 100 mm Frame Size and an IEC metric, free mounting holes (type FF) Mounting Flange. | 99.5238
33876 | VPL-B1001M-PJ12AS | G | <p>The Allen-Bradley VPL-B1001M-PJ12AS Low-inertia Servo Motor has a 400V Voltage and a 6000 rpm Rated Speed. It also contains a 100 mm Frame Size and an IEC metric, free mounting holes (type FF) Mounting Flange.</p> | 99.0783
33879 | VPL-B1001M-PK12AA | G | <p>The Allen-Bradley VPL-B1001M-PK12AA Low-inertia Servo Motor has a 400V Voltage and a 6000 rpm Rated Speed. It also contains a 100 mm Frame Size and an IEC metric, free mounting holes (type FF) Mounting Flange.</p> | 99.0783
33881 | VPL-B1001M-PK14AA | G | The Allen-Bradley VPL-B1001M-PK14AA Low-inertia Servo Motor has a 400V Voltage and a 6000 rpm Rated Speed. It also contains a 100 mm Frame Size and an IEC metric, free mounting holes (type FF) Mounting Flange. | 99.0521
33892 | VPL-B1002E-PJ12AA | G | The Allen-Bradley VPL-B1002E-PJ12AA Low-inertia Servo Motor has a 400V Voltage and a 3500 rpm Rated Speed. It also contains a 100 mm Frame Size and an IEC metric, free mounting holes (type FF) Mounting Flange. | 99.5238
33894 | VPL-B1002E-PJ14AA | G | The Allen-Bradley VPL-B1002E-PJ14AA Low-inertia Servo Motor has a 400V Voltage and a 3500 rpm Rated Speed. It also contains a 100 mm Frame Size and an IEC metric, free mounting holes (type FF) Mounting Flange. | 98.5714
33896 | VPL-B1002E-PK12AA | G | <p>The Allen-Bradley VPL-B1002E-PK12AA Low-inertia Servo Motor has a 400V Voltage and a 3500 rpm Rated Speed. It also contains a 100 mm Frame Size and an IEC metric, free mounting holes (type FF) Mounting Flange.</p> | 98.1567
33905 | VPL-B1002M-CJ12AA | G | <p>The Allen-Bradley VPL-B1002M-CJ12AA Low-inertia Servo Motor has a 400V Voltage and a 6000 rpm Rated Speed. It also contains a 100 mm Frame Size and an IEC metric, free mounting holes (type FF) Mounting Flange.</p> | 99.5392
33909 | VPL-B1002M-CK12AA | G | The Allen-Bradley VPL-B1002M-CK12AA Low-inertia Servo Motor has a 400V Voltage and a 6000 rpm Rated Speed. It also contains a 100 mm Frame Size and an IEC metric, free mounting holes (type FF) Mounting Flange. | 99.5238
33910 | VPL-B1002M-CK14AA | G | The Allen-Bradley VPL-B1002M-CK14AA Low-inertia Servo Motor has a 400V Voltage and a 6000 rpm Rated Speed. It also contains a 100 mm Frame Size and an IEC metric, free mounting holes (type FF) Mounting Flange. | 99.0521
33912 | VPL-B1002M-PJ12AA | G | <p>The Allen-Bradley VPL-B1002M-PJ12AA Low-inertia Servo Motor has a 400V Voltage and a 6000 rpm Rated Speed. It also contains a 100 mm Frame Size and an IEC metric, free mounting holes (type FF) Mounting Flange.</p> | 98.1818
33914 | VPL-B1002M-PJ14AA | G | The Allen-Bradley VPL-B1002M-PJ14AA Low-inertia Servo Motor has a 400V Voltage and a 6000 rpm Rated Speed. It also contains a 100 mm Frame Size and an IEC metric, free mounting holes (type FF) Mounting Flange. | 99.0521
33916 | VPL-B1002M-PK12AA | G | <p>The Allen-Bradley VPL-B1002M-PK12AA&nbsp; Low-inertia Servo Motor has a 400V Voltage and a 6000 rpm Rated Speed. It also contains a 100 mm Frame Size and an IEC metric, free mounting holes (type FF) Mounting Flange.</p> | 97.7578
33918 | VPL-B1002M-PK14AA | G | The Allen-Bradley VPL-B1002M-PK14AAÂ Low-inertia Servo Motor has a 400V Voltage and a 6000 rpm Rated Speed. It also contains a 100 mm Frame Size and an IEC metric, free mounting holes (type FF) Mounting Flange. | 97.6303
33925 | VPL-B1003C-CJ12AA | G | The Allen-Bradley VPL-B1003C-CJ12AAÂ Low-inertia Servo Motor has a 400V Voltage and a 2500 rpm Rated Speed. It also contains a 100 mm Frame Size and an IEC metric, free mounting holes (type FF) Mounting Flange. | 98.5849
33931 | VPL-B1003C-CK14AA | G | The Allen-Bradley VPL-B1003C-CK14AA Low-inertia Servo Motor has a 400V Voltage and a 2500 rpm Rated Speed. It also contains a 100 mm Frame Size and an IEC metric, free mounting holes (type FF) Mounting Flange. | 98.5714
33939 | VPL-B1003F-CJ12AA | G | The Allen-Bradley VPL-B1003F-CJ12AA Low-inertia Servo Motor has a 400V Voltage and a 4500 rpm Rated Speed. It also contains a 100 mm Frame Size and an IEC metric, free mounting holes (type FF) Mounting Flange. | 99.5238
33941 | VPL-B1003F-CJ14AA | G | The Allen-Bradley VPL-B1003F-CJ14AAÂ Low-inertia Servo Motor has a 400V Voltage and a 4500 rpm Rated Speed. It also contains a 100 mm Frame Size and an IEC metric, free mounting holes (type FF) Mounting Flange. | 99.0521
33943 | VPL-B1003F-CK12AA | G | The Allen-Bradley VPL-B1003F-CK12AA Low-inertia Servo Motor has a 400V Voltage and a 4500 rpm Rated Speed. It also contains a 100 mm Frame Size and an IEC metric, free mounting holes (type FF) Mounting Flange. | 99.5238
33947 | VPL-B1003F-PJ12AA | G | The Allen-Bradley VPL-B1003F-PJ12AA Low-inertia Servo Motor has a 400V Voltage and a 4500 rpm Rated Speed. It also contains a 100 mm Frame Size and an IEC metric, free mounting holes (type FF) Mounting Flange. | 99.5238
33949 | VPL-B1003F-PJ14AA | G | The Allen-Bradley VPL-B1003F-PJ14AA Low-inertia Servo Motor has a 400V Voltage and a 4500 rpm Rated Speed. It also contains a 100 mm Frame Size and an IEC metric, free mounting holes (type FF) Mounting Flange. | 99.5238
33951 | VPL-B1003F-PK12AA | G | The Allen-Bradley VPL-B1003F-PK12AA Low-inertia Servo Motor has a 400V Voltage and a 4500 rpm Rated Speed. It also contains a 100 mm Frame Size and an IEC metric, free mounting holes (type FF) Mounting Flange. | 99.5238
33953 | VPL-B1003F-PK14AA | G | The Allen-Bradley VPL-B1003F-PK14AA Low-inertia Servo Motor has a 400V Voltage and a 4500 rpm Rated Speed. It also contains a 100 mm Frame Size and an IEC metric, free mounting holes (type FF) Mounting Flange. | 98.5714
33965 | VPL-B1003T-PJ12AA | G | <p>The Allen-Bradley VPL-B1003T-PJ12AA&nbsp; Low-inertia Servo Motor has a 400V Voltage and a 6750 rpm Rated Speed. It also contains a 100 mm Frame Size and an IEC metric, free mounting holes (type FF) Mounting Flange.</p> | 96.861
33967 | VPL-B1003T-PJ14AA | G | The Allen-Bradley VPL-B1003T-PJ14AA Low-inertia Servo Motor has a 400V Voltage and a 6750 rpm Rated Speed. It also contains a 100 mm Frame Size and an IEC metric, free mounting holes (type FF) Mounting Flange. | 99.0476
33969 | VPL-B1003T-PK12AA | G | The Allen-Bradley VPL-B1003T-PK12AA Low-inertia Servo Motor has a 400V Voltage and a 6750 rpm Rated Speed. It also contains a 100 mm Frame Size and an IEC metric, free mounting holes (type FF) Mounting Flange. | 97.619
33981 | VPL-B1152C-CK14AA | G | <p>The Allen-Bradley VPL-B1152C-CK14AA Low-inertia Servo Motor has a 400V Voltage and a 2500 rpm Rated Speed. It also contains a 115 mm Frame Size and an IEC metric, free mounting holes (type FF) Mounting Flange.</p> | 98.6175
33994 | VPL-B1152F-CK12AA | G | <p>The Allen-Bradley VPL-B1152F-CK12AA Low-inertia Servo Motor has a 400V Voltage and a 4500 rpm Rated Speed. It also contains a 115 mm Frame Size and an IEC metric, free mounting holes (type FF) Mounting Flange.</p> | 99.5392
33997 | VPL-B1152F-PJ12AA | G | The Allen-Bradley VPL-B1152F-PJ12AA Low-inertia Servo Motor has a 400V Voltage and a 4500 rpm Rated Speed. It also contains a 115 mm Frame Size and an IEC metric, free mounting holes (type FF) Mounting Flange. | 99.5238
33999 | VPL-B1152F-PJ14AA | G | The Allen-Bradley VPL-B1152F-PJ14AA Low-inertia Servo Motor has a 400V Voltage and a 4500 rpm Rated Speed. It also contains a 115 mm Frame Size and an IEC metric, free mounting holes (type FF) Mounting Flange. | 99.5238
34001 | VPL-B1152F-PK12AA | G | The Allen-Bradley VPL-B1152F-PK12AAÂ Low-inertia Servo Motor has a 400V Voltage and a 4500 rpm Rated Speed. It also contains a 115 mm Frame Size and an IEC metric, free mounting holes (type FF) Mounting Flange. | 99.0566
34003 | VPL-B1152F-PK14AA | G | The Allen-Bradley VPL-B1152F-PK14AA Low-inertia Servo Motor has a 400V Voltage and a 4500 rpm Rated Speed. It also contains a 115 mm Frame Size and an IEC metric, free mounting holes (type FF) Mounting Flange. | 99.0521
34014 | VPL-B1152T-PJ12AA | G | <p>The Allen-Bradley VPL-B1152T-PJ12AA Low-inertia Servo Motor has a 400V Voltage and a 6750 rpm Rated Speed. It also contains a 115 mm Frame Size and an IEC metric, free mounting holes (type FF) Mounting Flange.</p> | 99.0783
34017 | VPL-B1152T-PK12AA | G | The Allen-Bradley VPL-B1152T-PK12AA Low-inertia Servo Motor has a 400V Voltage and a 6750 rpm Rated Speed. It also contains a 115 mm Frame Size and an IEC metric, free mounting holes (type FF) Mounting Flange. | 98.0952
34018 | VPL-B1152T-PK14AA | G | <p>The Allen-Bradley VPL-B1152T-PK14AA Low-inertia Servo Motor has a 400V Voltage and a 6750 rpm Rated Speed. It also contains a 115 mm Frame Size and an IEC metric, free mounting holes (type FF) Mounting Flange.</p> | 97.235
34026 | VPL-B1153E-CK12AA | G | The Allen-Bradley VPL-B1153E-CK12AA Low-inertia Servo Motor has a 400V Voltage and a 3500 rpm Rated Speed. It also contains a 115 mm Frame Size and an IEC metric, free mounting holes (type FF) Mounting Flange. | 99.5238
34028 | VPL-B1153E-CK14AA | G | The Allen-Bradley VPL-B1153E-CK14AA Low-inertia Servo Motor has a 400V Voltage and a 3500 rpm Rated Speed. It also contains a 115 mm Frame Size and an IEC metric, free mounting holes (type FF) Mounting Flange. | 98.1043
34040 | VPL-B1153F-CJ12AA | G | The Allen-Bradley VPL-B1153F-CJ12AA Low-inertia Servo Motor has a 400V Voltage and a 4500 rpm Rated Speed. It also contains a 115 mm Frame Size and an IEC metric, free mounting holes (type FF) Mounting Flange. | 99.0476
34044 | VPL-B1153F-CK12AA | G | <p>The Allen-Bradley VPL-B1153F-CK12AA Low-inertia Servo Motor has a 400V Voltage and a 4500 rpm Rated Speed. It also contains a 115 mm Frame Size and an IEC metric, free mounting holes (type FF) Mounting Flange.</p> | 98.1567
34049 | VPL-B1153F-PJ14AA | G | The Allen-Bradley VPL-B1153F-PJ14AAÃ¯Â¿Â½ Low-inertia Servo Motor has a 400V Voltage and a 4500 rpm Rated Speed. It also contains a 115 mm Frame Size and an IEC metric, free mounting holes (type FF) Mounting Flange. | 98.1308
34050 | VPL-B1153F-PJ14AS | G | <p>The Allen-Bradley VPL-B1153F-PJ14AS&nbsp; Low-inertia Servo Motor has a 400V Voltage and a 4500 rpm Rated Speed. It also contains a 115 mm Frame Size and an IEC metric, free mounting holes (type FF) Mounting Flange.</p> | 97.7578
34051 | VPL-B1153F-PK12AA | G | The Allen-Bradley VPL-B1153F-PK12AA Low-inertia Servo Motor has a 400V Voltage and a 4500 rpm Rated Speed. It also contains a 115 mm Frame Size and an IEC metric, free mounting holes (type FF) Mounting Flange. | 99.0521
34053 | VPL-B1153F-PK14AA | G | The Allen-Bradley VPL-B1153F-PK14AAÂ Low-inertia Servo Motor has a 400V Voltage and a 4500 rpm Rated Speed. It also contains a 115 mm Frame Size and an IEC metric, free mounting holes (type FF) Mounting Flange. | 97.6303
34068 | VPL-B1303C-PK12AA | G | <p>The Allen-Bradley VPL-B1303C-PK12AA Low-inertia Servo Motor has a 400V Voltage and a 2500 rpm Rated Speed. It also contains a 130 mm Frame Size and an IEC metric, free mounting holes (type FF) Mounting Flange.</p> | 99.0783
34077 | VPL-B1303F-CK12AA | G | <p>The Allen-Bradley VPL-B1303F-CK12AA Low-inertia Servo Motor has a 400V Voltage and a 4500 rpm Rated Speed. It also contains a 130 mm Frame Size and an IEC metric, free mounting holes (type FF) Mounting Flange.</p> | 98.6175
34081 | VPL-B1303F-PJ12AA | G | The Allen-Bradley VPL-B1303F-PJ12AA Low-inertia Servo Motor has a 400V Voltage and a 4500 rpm Rated Speed. It also contains a 130 mm Frame Size and an IEC metric, free mounting holes (type FF) Mounting Flange. | 99.5238
34083 | VPL-B1303F-PJ14AA | G | <p>The Allen-Bradley VPL-B1303F-PJ14AA Low-inertia Servo Motor has a 400V Voltage and a 4500 rpm Rated Speed. It also contains a 130 mm Frame Size and an IEC metric, free mounting holes (type FF) Mounting Flange.</p> | 99.0783
34085 | VPL-B1303F-PK12AA | G | The Allen-Bradley VPL-B1303F-PK12AA Low-inertia Servo Motor has a 400V Voltage and a 4500 rpm Rated Speed. It also contains a 130 mm Frame Size and an IEC metric, free mounting holes (type FF) Mounting Flange. | 99.0476
34097 | VPL-B1304C-PJ12AA | G | <p>The Allen-Bradley VPL-B1304C-PJ12AA Low-inertia Servo Motor has a 400V Voltage and a 2500 rpm Rated Speed. It also contains a 130 mm Frame Size and an IEC metric, free mounting holes (type FF) Mounting Flange.</p> | 97.6959
34099 | VPL-B1304C-PJ14AA | G | The Allen-Bradley VPL-B1304C-PJ14AAÂ Low-inertia Servo Motor has a 400V Voltage and a 2500 rpm Rated Speed. It also contains a 130 mm Frame Size and an IEC metric, free mounting holes (type FF) Mounting Flange. | 98.5782
34104 | VPL-B1304E-CJ12AA | G | The Allen-Bradley VPL-B1304E-CJ12AA Low-inertia Servo Motor has a 400V Voltage and a 3500 rpm Rated Speed. It also contains a 130 mm Frame Size and an IEC metric, free mounting holes (type FF) Mounting Flange. | 99.5238
34110 | VPL-B1304E-PJ12AA | G | The Allen-Bradley VPL-B1304E-PJ12AA Low-inertia Servo Motor has a 400V Voltage and a 3500 rpm Rated Speed. It also contains a 130 mm Frame Size and an IEC metric, free mounting holes (type FF) Mounting Flange. | 98.5714
34135 | VPL-B1306C-PK14AA | G | The Allen-Bradley VPL-B1306C-PK14AA Low-inertia Servo Motor has a 400V Voltage and a 2500 rpm Rated Speed. It also contains a 130 mm Frame Size and an IEC metric, free mounting holes (type FF) Mounting Flange. | 98.0952
34139 | VPL-B1306F-CJ14AA | G | <p>The Allen-Bradley VPL-B1306F-CJ14AA Low-inertia Servo Motor has a 400V Voltage and a 4500 rpm Rated Speed. It also contains a 130 mm Frame Size and an IEC metric, free mounting holes (type FF) Mounting Flange.</p> | 99.0783
34143 | VPL-B1306F-PJ12AA | G | The Allen-Bradley VPL-B1306F-PJ12AA Low-inertia Servo Motor has a 400V Voltage and a 4500 rpm Rated Speed. It also contains a 130 mm Frame Size and an IEC metric, free mounting holes (type FF) Mounting Flange. | 97.619
34145 | VPL-B1306F-PJ14AA | G | <p>The Allen-Bradley VPL-B1306F-PJ14AA&nbsp; Low-inertia Servo Motor has a 400V Voltage and a 4500 rpm Rated Speed. It also contains a 130 mm Frame Size and an IEC metric, free mounting holes (type FF) Mounting Flange.</p> | 98.1818
34149 | VPL-B1306F-PK14AA | G | <p>The Allen-Bradley VPL-B1306F-PK14AA Low-inertia Servo Motor has a 400V Voltage and a 4500 rpm Rated Speed. It also contains a 130 mm Frame Size and an IEC metric, free mounting holes (type FF) Mounting Flange.</p> | 97.235
34179 | VPL-B1652C-CJ12AA | G | <p>The Allen-Bradley VPL-B1652C-CJ12AA Low-inertia Servo Motor has a 400V Voltage and a 2500 rpm Rated Speed. It also contains a 165 mm Frame Size and an IEC metric, free mounting holes (type FF) Mounting Flange.</p> | 99.5392
34183 | VPL-B1652C-CK12AA | G | <p>The Allen-Bradley VPL-B1652C-CK12AA Low-inertia Servo Motor has a 400V Voltage and a 2500 rpm Rated Speed. It also contains a 165 mm Frame Size and an IEC metric, free mounting holes (type FF) Mounting Flange.</p> | 98.1567
34185 | VPL-B1652C-PJ12AA | G | The Allen-Bradley VPL-B1652C-PJ12AA Low-inertia Servo Motor has a 400V Voltage and a 2500 rpm Rated Speed. It also contains a 165 mm Frame Size and an IEC metric, free mounting holes (type FF) Mounting Flange. | 98.5714
34200 | VPL-B1652F-PJ12AA | G | <p>The Allen-Bradley VPL-B1652F-PJ12AA Low-inertia Servo Motor has a 400V Voltage and a 4500 rpm Rated Speed. It also contains a 165 mm Frame Size and an IEC metric, free mounting holes (type FF) Mounting Flange.</p> | 98.1567
34202 | VPL-B1652F-PJ14AA | G | The Allen-Bradley VPL-B1652F-PJ14AA Low-inertia Servo Motor has a 400V Voltage and a 4500 rpm Rated Speed. It also contains a 165 mm Frame Size and an IEC metric, free mounting holes (type FF) Mounting Flange. | 97.1429
34221 | VPL-B1653C-PJ14AA | G | <p>The Allen-Bradley VPL-B1653C-PJ14AA Low-inertia Servo Motor has a 400V Voltage and a 2500 rpm Rated Speed. It also contains a 165 mm Frame Size and an IEC metric, free mounting holes (type FF) Mounting Flange.</p> | 98.1567
34231 | VPL-B1653D-PJ12AA | G | <p>The Allen-Bradley VPL-B1653D-PJ12AA Low-inertia Servo Motor has a 400V Voltage and a 3000 rpm Rated Speed. It also contains a 165 mm Frame Size and an IEC metric, free mounting holes (type FF) Mounting Flange.</p> | 99.5392
34234 | VPL-B1653D-PK12AA | G | The Allen-Bradley VPL-B1653D-PK12AA Low-inertia Servo Motor has a 400V Voltage and a 3000 rpm Rated Speed. It also contains a 165 mm Frame Size and an IEC metric, free mounting holes (type FF) Mounting Flange. | 96.9555
34254 | VPL-B1654D-CJ12AA | G | <p>The Allen-Bradley VPL-B1654D-CJ12AA Low-inertia Servo Motor has a 400V Voltage and a 3000 rpm Rated Speed. It also contains a 165 mm Frame Size and an IEC metric, free mounting holes (type FF) Mounting Flange.</p> | 99.5392
34259 | VPL-B1654D-PJ12AA | G | <p>The Allen-Bradley VPL-B1654D-PJ12AA Low-inertia Servo Motor has a 400V Voltage and a 3000 rpm Rated Speed. It also contains a 165 mm Frame Size and an IEC metric, free mounting holes (type FF) Mounting Flange.</p> | 99.0783
57719 | W200M1CFC | G | <p>The W200M1CFC Cutler Hammer is a NEMA Contactor/Starter Eaton Drive. It belongs to the W200 series and has a motor voltage of 200 with a maximum hp of 1. Its enclosure must be size 1 and its coil voltage is around 120. With around 60 Hertz, this module is a 3-Phase unit with 3 poles.</p> | 99.6575
57720 | W200M1CNC | G | <p>The W200M1CNC Cutler Hammer is a NEMA Contactor/Starter Eaton Drive. It belongs to the W200 series and has a motor voltage of 230 with a maximum hp of 1. Its enclosure must be size 1 and its coil voltage is around 110. With around 50 Hertz, this module is a 3-Phase unit with 3 poles.</p> | 99.6575
57721 | W200M2CFC | G | <p>The W200M2CFC Cutler Hammer is a NEMA Contactor/Starter Eaton Drive. It belongs to the W200 series and has a motor voltage of 200 with a maximum hp of 1. Its enclosure must be size 1 and its coil voltage is around 120. With around 60 Hertz, this module is a 3-Phase unit with 3 poles.</p> | 99.6575
57722 | W200M2CNC | G | <p>The W200M2CNC Cutler Hammer is a NEMA Contactor/Starter Eaton Drive. It belongs to the W200 series and has a motor voltage of 230 with a maximum hp of 1. Its enclosure must be size 1 and its coil voltage is around 110. With around 50 Hertz, this module is a 3-Phase unit with 3 poles.</p> | 99.6575
57723 | W200M3CFC | G | <p>The W200M3CFC Cutler Hammer is a NEMA Contactor/Starter Eaton Drive. It belongs to the W200 series and has a motor voltage of 200 with a maximum hp of 1. Its enclosure must be size 1 and its coil voltage is around 120. With around 60 Hertz, this module is a 3-Phase unit with 3 poles.</p> | 99.6575
57724 | W200M3CNC | G | <p>The W200M3CNC Cutler Hammer is a NEMA Contactor/Starter Eaton Drive. It belongs to the W200 series and has a motor voltage of 230 with a maximum hp of 1. Its enclosure must be size 1 and its coil voltage is around 110. With around 50 Hertz, this module is a 3-Phase unit with 3 poles.</p> | 99.6575
57725 | W200M4CFC | G | <p>The W200M4CFC Cutler Hammer is a NEMA Contactor/Starter Eaton Drive. It belongs to the W200 series and has a motor voltage of 200 with a maximum hp of 1. Its enclosure must be size 1 and its coil voltage is around 120. With around 60 Hertz, this module is a 3-Phase unit with 3 poles.</p> | 99.6575
57726 | W200M4CNC | G | <p>The W200M4CNC Cutler Hammer is a NEMA Contactor/Starter Eaton Drive. It belongs to the W200 series and has a motor voltage of 230 with a maximum hp of 1. Its enclosure must be size 1 and its coil voltage is around 110. With around 50 Hertz, this module is a 3-Phase unit with 3 poles.</p> | 99.6575
57727 | W200M5CFC | G | <p>The W200M5CFC Cutler Hammer is a NEMA Contactor/Starter Eaton Drive. It belongs to the W200 series and has a motor voltage of 200 with a maximum hp of 1. Its enclosure must be size 1 and its coil voltage is around 120. With around 60 Hertz, this module is a 3-Phase unit with 3 poles.</p> | 99.6575
57728 | W200M5CNC | G | <p>The W200M5CNC Cutler Hammer is a NEMA Contactor/Starter Eaton Drive. It belongs to the W200 series and has a motor voltage of 230 with a maximum hp of 1. Its enclosure must be size 1 and its coil voltage is around 110. With around 50 Hertz, this module is a 3-Phase unit with 3 poles.</p> | 99.6575
57729 | W200M6CFC | G | <p>The W200M6CFC Cutler Hammer is a NEMA Contactor/Starter Eaton Drive. It belongs to the W200 series and has a motor voltage of 200 with a maximum hp of 1. Its enclosure must be size 1 and its coil voltage is around 120. With around 60 Hertz, this module is a 3-Phase unit with 3 poles.</p> | 99.6575
57730 | W200M6CNC | G | <p>The W200M6CNC Cutler Hammer is a NEMA Contactor/Starter Eaton Drive. It belongs to the W200 series and has a motor voltage of 230 with a maximum hp of 1. Its enclosure must be size 1 and its coil voltage is around 110. With around 50 Hertz, this module is a 3-Phase unit with 3 poles.</p> | 99.6575
57717 | W200MLCFC | G | <p>The W200MLCFC Cutler Hammer is a NEMA Contactor/Starter Eaton Drive. It belongs to the W200 series and has a motor voltage of 200 with a maximum hp of 1. Its enclosure must be size 1 and its coil voltage is around 120. With around 60 Hertz, this module is a 3-Phase unit with 3 poles.</p> | 99.6575
57718 | W200MLCNC | G | <p>The W200MLCNC Cutler Hammer is a NEMA Contactor/Starter Eaton Drive. It belongs to the W200 series and has a motor voltage of 230 with a maximum hp of 1. Its enclosure must be size 1 and its coil voltage is around 110. With around 50 Hertz, this module is a 3-Phase unit with 3 poles.</p> | 99.6575
59961 | W201K1CF | G | <p>The Allen-Bradley W201K1CF Non-reversing Contactor Type operates with 200V and 7.5 Hp max.. It also has 27 Continuous Amps and a 120/60 Coil Voltage (Hz/V).</p> | 98.7805
59962 | W201K1CN | G | <p>The Allen-Bradley W201K1CN Non-reversing Contactor Type operates with 230V and 7.5 Hp max.. It also has 27 Continuous Amps and a 110/50 Coil Voltage (Hz/V).</p> | 97.2644
59963 | W201K2CF | G | <p>The Allen-Bradley W201K2CF Non-reversing Contactor Type operates with 200V and 10 Hp max.. It also has 45 Continuous Amps and a 120/60 Coil Voltage (Hz/V).</p> | 98.1707
59965 | W201K3CF | G | <p>The Allen-Bradley W201K3CF Non-reversing Contactor Type operates with 200V and 25 Hp max.. It also has 90 Continuous Amps and a 120/60 Coil Voltage (Hz/V).</p> | 97.8593
59969 | W201K5CF | G | <p>The Allen-Bradley W201K5CF Non-reversing Contactor Type operates with 200V and 75 Hp max.. It also has 270 Continuous Amps and a 120/60 Coil Voltage (Hz/V).</p> | 97.2644
59970 | W201K5CN | G | <p>The Allen-Bradley W201K5CN Non-reversing Contactor Type operates with 230V and 100 Hp max.. It also has 270 Continuous Amps and a 110/50 Coil Voltage (Hz/V).</p> | 95.1515
57733 | W210M1CFC | G | <p>The W210M1CFC Cutler Hammer is a NEMA Contactor/Starter Eaton Drive. It belongs to the W200 series and has a motor voltage of 200 with a maximum hp of 1. Its enclosure must be size 1 and its coil voltage is around 120. With around 60 Hertz, this module is a 3-Phase unit with 3 poles.</p> | 99.6575
57734 | W210M1CNC | G | <p>The W210M1CNC Cutler Hammer is a NEMA Contactor/Starter Eaton Drive. It belongs to the W200 series and has a motor voltage of 230 with a maximum hp of 1. Its enclosure must be size 1 and its coil voltage is around 110. With around 50 Hertz, this module is a 3-Phase unit with 3 poles.</p> | 99.6575
57735 | W210M2CFC | G | <p>The W210M2CFC Cutler Hammer is a NEMA Contactor/Starter Eaton Drive. It belongs to the W200 series and has a motor voltage of 200 with a maximum hp of 1. Its enclosure must be size 1 and its coil voltage is around 120. With around 60 Hertz, this module is a 3-Phase unit with 3 poles.</p> | 99.6575
57736 | W210M2CNC | G | <p>The W210M2CNC Cutler Hammer is a NEMA Contactor/Starter Eaton Drive. It belongs to the W200 series and has a motor voltage of 230 with a maximum hp of 1. Its enclosure must be size 1 and its coil voltage is around 110. With around 50 Hertz, this module is a 3-Phase unit with 3 poles.</p> | 99.6575
57737 | W210M3CFC | G | <p>The W210M3CFC Cutler Hammer is a NEMA Contactor/Starter Eaton Drive. It belongs to the W200 series and has a motor voltage of 200 with a maximum hp of 1. Its enclosure must be size 1 and its coil voltage is around 120. With around 60 Hertz, this module is a 3-Phase unit with 3 poles.</p> | 99.6575
57738 | W210M3CNC | G | <p>The W210M3CNC Cutler Hammer is a NEMA Contactor/Starter Eaton Drive. It belongs to the W200 series and has a motor voltage of 230 with a maximum hp of 1. Its enclosure must be size 1 and its coil voltage is around 110. With around 50 Hertz, this module is a 3-Phase unit with 3 poles.</p> | 99.6575
57739 | W210M4CFC | G | <p>The W210M4CFC Cutler Hammer is a NEMA Contactor/Starter Eaton Drive. It belongs to the W200 series and has a motor voltage of 200 with a maximum hp of 1. Its enclosure must be size 1 and its coil voltage is around 120. With around 60 Hertz, this module is a 3-Phase unit with 3 poles.</p> | 99.6575
57740 | W210M4CNC | G | <p>The W210M4CNC Cutler Hammer is a NEMA Contactor/Starter Eaton Drive. It belongs to the W200 series and has a motor voltage of 230 with a maximum hp of 1. Its enclosure must be size 1 and its coil voltage is around 110. With around 50 Hertz, this module is a 3-Phase unit with 3 poles.</p> | 99.6575
57741 | W210M5CFC | G | <p>The W210M5CFC Cutler Hammer is a NEMA Contactor/Starter Eaton Drive. It belongs to the W200 series and has a motor voltage of 200 with a maximum hp of 1. Its enclosure must be size 1 and its coil voltage is around 120. With around 60 Hertz, this module is a 3-Phase unit with 3 poles.</p> | 99.6575
57742 | W210M5CNC | G | <p>The W210M5CNC Cutler Hammer is a NEMA Contactor/Starter Eaton Drive. It belongs to the W200 series and has a motor voltage of 230 with a maximum hp of 1. Its enclosure must be size 1 and its coil voltage is around 110. With around 50 Hertz, this module is a 3-Phase unit with 3 poles.</p> | 99.6575
57743 | W210M6CFC | G | <p>The W210M6CFC Cutler Hammer is a NEMA Contactor/Starter Eaton Drive. It belongs to the W200 series and has a motor voltage of 200 with a maximum hp of 1. Its enclosure must be size 1 and its coil voltage is around 120. With around 60 Hertz, this module is a 3-Phase unit with 3 poles.</p> | 99.6575
57744 | W210M6CNC | G | <p>The W210M6CNC Cutler Hammer is a NEMA Contactor/Starter Eaton Drive. It belongs to the W200 series and has a motor voltage of 230 with a maximum hp of 1. Its enclosure must be size 1 and its coil voltage is around 110. With around 50 Hertz, this module is a 3-Phase unit with 3 poles.</p> | 99.6575
57731 | W210MLCFC | G | <p>The W210MLCFC Cutler Hammer is a NEMA Contactor/Starter Eaton Drive. It belongs to the W200 series and has a motor voltage of 200 with a maximum hp of 1. Its enclosure must be size 1 and its coil voltage is around 120. With around 60 Hertz, this module is a 3-Phase unit with 3 poles.</p> | 99.6575
57732 | W210MLCNC | G | <p>The W210MLCNC Cutler Hammer is a NEMA Contactor/Starter Eaton Drive. It belongs to the W200 series and has a motor voltage of 230 with a maximum hp of 1. Its enclosure must be size 1 and its coil voltage is around 110. With around 50 Hertz, this module is a 3-Phase unit with 3 poles.</p> | 99.6575
59973 | W211K1CF | G | <p>The Allen-Bradley W211K1CF Reversing Horizontal Contactor Type operates with 200V and 7.5 Hp max.. It also has 27 Continuous Amps and a 120/60 Coil Voltage (Hz/V).</p> | 98.8304
59979 | W211K4CF | G | <p>The Allen-Bradley W211K4CF Reversing Horizontal Contactor Type operates with 200V and 40 Hp max.. It also has 135 Continuous Amps and a 120/60 Coil Voltage (Hz/V).</p> | 96.4912
57747 | W250M1CFC | G | <p>The W250M1CFC Cutler Hammer is a NEMA Contactor/Starter Eaton Drive. It belongs to the W200 series and has a motor voltage of 200 with a maximum hp of 1. Its enclosure must be size 1 and its coil voltage is around 120. With around 60 Hertz, this module is a 3-Phase unit with 3 poles.</p> | 99.6575
57748 | W250M1CNC | G | <p>The W250M1CNC Cutler Hammer is a NEMA Contactor/Starter Eaton Drive. It belongs to the W200 series and has a motor voltage of 230 with a maximum hp of 1. Its enclosure must be size 1 and its coil voltage is around 110. With around 50 Hertz, this module is a 3-Phase unit with 3 poles.</p> | 99.6575
57749 | W250M2CFC | G | <p>The W250M2CFC Cutler Hammer is a NEMA Contactor/Starter Eaton Drive. It belongs to the W200 series and has a motor voltage of 200 with a maximum hp of 1. Its enclosure must be size 1 and its coil voltage is around 120. With around 60 Hertz, this module is a 3-Phase unit with 3 poles.</p> | 99.6575
57750 | W250M2CNC | G | <p>The W250M2CNC Cutler Hammer is a NEMA Contactor/Starter Eaton Drive. It belongs to the W200 series and has a motor voltage of 230 with a maximum hp of 1. Its enclosure must be size 1 and its coil voltage is around 110. With around 50 Hertz, this module is a 3-Phase unit with 3 poles.</p> | 99.6575
57751 | W250M3CFC | G | <p>The W250M3CFC Cutler Hammer is a NEMA Contactor/Starter Eaton Drive. It belongs to the W200 series and has a motor voltage of 200 with a maximum hp of 1. Its enclosure must be size 1 and its coil voltage is around 120. With around 60 Hertz, this module is a 3-Phase unit with 3 poles.</p> | 99.6575
57752 | W250M3CNC | G | <p>The W250M3CNC Cutler Hammer is a NEMA Contactor/Starter Eaton Drive. It belongs to the W200 series and has a motor voltage of 230 with a maximum hp of 1. Its enclosure must be size 1 and its coil voltage is around 110. With around 50 Hertz, this module is a 3-Phase unit with 3 poles.</p> | 99.6575
57753 | W250M4CFC | G | <p>The W250M4CFC Cutler Hammer is a NEMA Contactor/Starter Eaton Drive. It belongs to the W200 series and has a motor voltage of 200 with a maximum hp of 1. Its enclosure must be size 1 and its coil voltage is around 120. With around 60 Hertz, this module is a 3-Phase unit with 3 poles.</p> | 99.6575
57754 | W250M4CNC | G | <p>The W250M4CNC Cutler Hammer is a NEMA Contactor/Starter Eaton Drive. It belongs to the W200 series and has a motor voltage of 230 with a maximum hp of 1. Its enclosure must be size 1 and its coil voltage is around 110. With around 50 Hertz, this module is a 3-Phase unit with 3 poles.</p> | 99.6575
57755 | W250M5CFC | G | <p>The W250M5CFC Cutler Hammer is a NEMA Contactor/Starter Eaton Drive. It belongs to the W200 series and has a motor voltage of 200 with a maximum hp of 1. Its enclosure must be size 1 and its coil voltage is around 120. With around 60 Hertz, this module is a 3-Phase unit with 3 poles.</p> | 99.6575
57756 | W250M5CNC | G | <p>The W250M5CNC Cutler Hammer is a NEMA Contactor/Starter Eaton Drive. It belongs to the W200 series and has a motor voltage of 230 with a maximum hp of 1. Its enclosure must be size 1 and its coil voltage is around 110. With around 50 Hertz, this module is a 3-Phase unit with 3 poles.</p> | 99.3151
57757 | W250M6CFC | G | <p>The W250M6CFC Cutler Hammer is a NEMA Contactor/Starter Eaton Drive. It belongs to the W200 series and has a motor voltage of 200 with a maximum hp of 1. Its enclosure must be size 1 and its coil voltage is around 120. With around 60 Hertz, this module is a 3-Phase unit with 3 poles.</p> | 98.2877
57745 | W250MLCFC | G | <p>The W250MLCFC Cutler Hammer is a NEMA Contactor/Starter Eaton Drive. It belongs to the W200 series and has a motor voltage of 200 with a maximum hp of 1. Its enclosure must be size 1 and its coil voltage is around 120. With around 60 Hertz, this module is a 3-Phase unit with 3 poles.</p> | 99.6575
57746 | W250MLCNC | G | <p>The W250MLCNC Cutler Hammer is a NEMA Contactor/Starter Eaton Drive. It belongs to the W200 series and has a motor voltage of 230 with a maximum hp of 1. Its enclosure must be size 1 and its coil voltage is around 110. With around 50 Hertz, this module is a 3-Phase unit with 3 poles.</p> | 99.6575
51991 | Y-1002-1-H00AA | G | The Allen-Bradley Y-1002-1-H00AA Brushless Servo Motor contains a Light Industrial Series Designator, a 1002 Frame Size, and a 115V ac Motor Winding Ke Designator. The Y-1002-1-H00AA operates with a 10 kg Max. Radial (FR) Load and 8 Poles. | 99.1667
51992 | Y-1002-1-H04AA | G | The Allen-Bradley Y-1002-1-H04AA Brushless Servo Motor contains a Light Industrial Series Designator, a 1002 Frame Size, and a 115V ac Motor Winding Ke Designator. The Y-1002-1-H04AA operates with a 10 kg Max. Radial (FR) Load and 8 Poles. | 98.75
51993 | Y-1002-2-H00AA | G | The Allen-Bradley Y-1002-2-H00AA Brushless Servo Motor contains a Light Industrial Series Designator, a 1002 Frame Size, and a 230V ac Motor Winding Ke Designator. The Y-1002-2-H00AA operates with a 10 kg Max. Radial (FR) Load and 8 Poles. | 99.1667
51994 | Y-1002-2-H04AA | G | The Allen-Bradley Y-1002-2-H04AA Brushless Servo Motor contains a Light Industrial Series Designator, a 1002 Frame Size, and a 230V ac Motor Winding Ke Designator. The Y-1002-2-H04AA operates with a 10 kg Max. Radial (FR) Load and 8 Poles. | 98.75
51995 | Y-1003-1-H00AA | G | The Allen-Bradley Y-1003-1-H00AA Brushless Servo Motor contains a Light Industrial Series Designator, a 1003 Frame Size, and a 115V ac Motor Winding Ke Designator. The Y-1003-1-H00AA operates with a 10 kg Max. Radial (FR) Load and 8 Poles. | 99.1667
51996 | Y-1003-1-H04AA | G | The Allen-Bradley Y-1003-1-H04AA Brushless Servo Motor contains a Light Industrial Series Designator, a 1003 Frame Size, and a 115V ac Motor Winding Ke Designator. The Y-1003-1-H04AA operates with a 10 kg Max. Radial (FR) Load and 8 Poles. | 97.9167
51998 | Y-1003-2-H00AA | G | The Allen-Bradley Y-1003-2-H00AA Brushless Servo Motor contains a Light Industrial Series Designator, a 1003 Frame Size, and a 230V ac Motor Winding Ke Designator. The Y-1003-2-H00AA operates with a 10 kg Max. Radial (FR) Load and 8 Poles. | 99.1667
51997 | Y-1003-2-H00-X103 | G | The Allen-Bradley Y-1003-2-H00-X103 Brushless Servo Motor contains a Light Industrial Series Designator, a 1003 Frame Size, and a 230V ac Motor Winding Ke Designator. The Y-1003-2-H00-X103 operates with a 10 kg Max. Radial (FR) Load and 8 Poles. | 99.187
52000 | Y-1003-2-H04AA | G | The Allen-Bradley Y-1003-2-H04AA Brushless Servo Motor contains a Light Industrial Series Designator, a 1003 Frame Size, and a 230V ac Motor Winding Ke Designator. The Y-1003-2-H04AA operates with a 10 kg Max. Radial (FR) Load and 8 Poles. | 97.1193
52001 | Y-2006-1-H00AA | G | The Allen-Bradley Y-2006-1-H00AA Brushless Servo Motor contains a Light Industrial Series Designator, a 2006 Frame Size, and a 115V ac Motor Winding Ke Designator. The Y-2006-1-H00AA operates with a 20 kg Max. Radial (FR) Load and 8 Poles. | 99.1667
52002 | Y-2006-1-H04AA | G | The Allen-Bradley Y-2006-1-H04AA Brushless Servo Motor contains a Light Industrial Series Designator, a 2006 Frame Size, and a 115V ac Motor Winding Ke Designator. The Y-2006-1-H04AA operates with a 20 kg Max. Radial (FR) Load and 8 Poles. | 97.9167
52003 | Y-2006-2-H00AA | G | <p>The Allen-Bradley Y-2006-2-H00AA Brushless Servo Motor contains a Light Industrial Series Designator, a 2006 Frame Size, and a 230V ac Motor Winding Ke Designator. The Y-2006-2-H00AA operates with a 20 kg Max. Radial (FR) Load and 8 Poles.</p> | 97.3306
52004 | Y-2006-2-H04AA | G | The Allen-Bradley Y-2006-2-H04AA Brushless Servo Motor contains a Light Industrial Series Designator, a 2006 Frame Size, and a 230V ac Motor Winding Ke Designator. The Y-2006-2-H04AA operates with a 20 kg Max. Radial (FR) Load and 8 Poles. | 97.0833
52006 | Y-2012-1-H00AA | G | The Allen-Bradley Y-2012-1-H00AA Brushless Servo Motor contains a Light Industrial Series Designator, a 2012 Frame Size, and a 115V ac Motor Winding Ke Designator. The Y-2012-1-H00AA operates with a 25 kg Max. Radial (FR) Load and 8 Poles. | 99.1667
52007 | Y-2012-1-H04AA | G | The Allen-Bradley Y-2012-1-H04AA Brushless Servo Motor contains a Light Industrial Series Designator, a 2012 Frame Size, and a 115V ac Motor Winding Ke Designator. The Y-2012-1-H04AA operates with a 25 kg Max. Radial (FR) Load and 8 Poles. | 97.9167
52009 | Y-2012-2-H00AA | G | The Allen-Bradley Y-2012-2-H00AA Brushless Servo Motor contains a Light Industrial Series Designator, a 2012 Frame Size, and a 230V ac Motor Winding Ke Designator. The Y-2012-2-H00AA operates with a 25 kg Max. Radial (FR) Load and 8 Poles. | 99.1667
52012 | Y-2012-2-H04AA | G | The Allen-Bradley Y-2012-2-H04AA Brushless Servo Motor contains a Light Industrial Series Designator, a 2012 Frame Size, and a 230V ac Motor Winding Ke Designator. The Y-2012-2-H04AA operates with a 25 kg Max. Radial (FR) Load and 8 Poles. | 95.8333
52013 | Y-3023-2-H00AA | G | <p>The Allen-Bradley Y-3023-2-H00AA Brushless Servo Motor contains a Light Industrial Series Designator, a 3023 Frame Size, and a 230V ac Motor Winding Ke Designator. The Y-3023-2-H00AA operates with a 35 kg Max. Radial (FR) Load and 8 Poles.</p> | 97.3306